## Sheet1
PM_JOB | tskid | PM_TASK_NAME | TASK_ENTITY_NAME | TASK_ENTITY | actseq | ACT_ENTITY | actdesc_cleaned
BOM-LAB | 1 | Laboratory - Pipette Calibration | Pipettes - Inorganic | TAB-INORG-P | 2000000 | LAB-P-229000Z | Calibrate pipette
BOM-LAB | 1 | Laboratory - Pipette Calibration | Pipettes - Inorganic | TAB-INORG-P | 5000000 | LAB-P-338770 | Calibrate pipette
BOM-LAB | 1 | Laboratory - Pipette Calibration | Pipettes - Inorganic | TAB-INORG-P | 1000000 | LAB-P-1684268 | Calibrate pipette
BOM-LAB | 1 | Laboratory - Pipette Calibration | Pipettes - Inorganic | TAB-INORG-P | 3000000 | LAB-P-2492863 | Calibrate pipette
BOM-LAB | 1 | Laboratory - Pipette Calibration | Pipettes - Inorganic | TAB-INORG-P | 4000000 | LAB-P-317150 | Calibrate pipette
BOM-LAB | 1 | Laboratory - Pipette Calibration | Pipettes - Inorganic | TAB-INORG-P | 6000000 | LAB-P-3686409 | Calibrate pipette
COL-CBM | 2 | CBM - Tri-Annual - Vibration Analysis | Brule Gardens Sewage Pumping Station | COL-PBG | 1000000 | COL-PBG-P-0100 | Pumpmotordrive shaft bearing vibration analysis
COL-CBM | 2 | CBM - Tri-Annual - Vibration Analysis | Brule Gardens Sewage Pumping Station | COL-PBG | 2000000 | COL-PBG-P-0200 | Pumpmotordrive shaft bearing vibration analysis
COL-CBM | 2 | CBM - Tri-Annual - Vibration Analysis | Baby Point Sewage Pumping Station | COL-PBP | 2000000 | COL-PBP-P-0200 | Perform Vibration Analysis
COL-CBM | 2 | CBM - Tri-Annual - Vibration Analysis | Baby Point Sewage Pumping Station | COL-PBP | 3000000 | COL-PBP-P-0300 | Perform Vibration Analysis
COL-CBM | 2 | CBM - Tri-Annual - Vibration Analysis | Clark Pumping Station | COL-PCF | 2000000 | COL-PCF-P-0200 | Pumpmotordrive shaft bearing vibration analysis
COL-CBM | 2 | CBM - Tri-Annual - Vibration Analysis | Clark Pumping Station | COL-PCF | 1000000 | COL-PCF-P-0100 | Pumpmotordrive shaft bearing vibration analysis
COL-CBM | 2 | CBM - Tri-Annual - Vibration Analysis | Cumber Pumping Station | COL-PCU | 2000000 | COL-PCU-P-0200 | Pump vibration analysis
COL-CBM | 2 | CBM - Tri-Annual - Vibration Analysis | Cumber Pumping Station | COL-PCU | 3000000 | COL-PCU-P-0300 | Pump vibration analysis
COL-CBM | 2 | CBM - Tri-Annual - Vibration Analysis | Cumber Pumping Station | COL-PCU | 1000000 | COL-PCU-P-0100 | Pump vibration analysis
COL-CBM | 2 | CBM - Tri-Annual - Vibration Analysis | Ellis Sewage Pumping Station | COL-PEV | 1000000 | COL-PEV-P-0100 | Pumpmotordrive shaft bearing vibration analysis
COL-CBM | 2 | CBM - Tri-Annual - Vibration Analysis | Ellis Sewage Pumping Station | COL-PEV | 2000000 | COL-PEV-P-0200 | Pumpmotordrive shaft bearing vibration analysis
COL-CBM | 2 | CBM - Tri-Annual - Vibration Analysis | Hanlan's Point Sewage Pumping Station | COL-PHA | 2000000 | COL-PHA-P-0200 | Pumpmotordrive shaft bearing vibration analysis
COL-CBM | 2 | CBM - Tri-Annual - Vibration Analysis | Hanlan's Point Sewage Pumping Station | COL-PHA | 1000000 | COL-PHA-P-0100 | Pumpmotordrive shaft bearing vibration analysis
COL-CBM | 2 | CBM - Tri-Annual - Vibration Analysis | Hanlan's Point Sewage Pumping Station | COL-PHA | 3000000 | COL-PHA-P-0300 | Pumpmotordrive shaft bearing vibration analysis
COL-CBM | 2 | CBM - Tri-Annual - Vibration Analysis | High Park Sewage Pumping Station | COL-PHP | 1000000 | COL-PHP-P-0100 | Pumpmotordrive shaft bearing vibration analysis
COL-CBM | 2 | CBM - Tri-Annual - Vibration Analysis | High Park Sewage Pumping Station | COL-PHP | 2000000 | COL-PHP-P-0200 | Pumpmotordrive shaft bearing vibration analysis
COL-CBM | 2 | CBM - Tri-Annual - Vibration Analysis | Kingston Rd Pumping Station | COL-PKG | 1000000 | COL-PKG-P-0100 | Pumpmotordrive shaft bearing vibration analysis
COL-CBM | 2 | CBM - Tri-Annual - Vibration Analysis | Kingston Rd Pumping Station | COL-PKG | 2000000 | COL-PKG-P-0200 | Pumpmotordrive shaft bearing vibration analysis
COL-CBM | 2 | CBM - Tri-Annual - Vibration Analysis | Kennedy Park Sewage Pumping Station | COL-PKP | 1000000 | COL-PKP-P-0100 | Pumpmotordrive shaft bearing vibration analysis
COL-CBM | 2 | CBM - Tri-Annual - Vibration Analysis | Kennedy Park Sewage Pumping Station | COL-PKP | 2000000 | COL-PKP-P-0200 | Pumpmotordrive shaft bearing vibration analysis
COL-CBM | 2 | CBM - Tri-Annual - Vibration Analysis | Long Branch Pumping Station | COL-PLB | 1000000 | COL-PLB-P-0121 | Pump vibration analysis
COL-CBM | 2 | CBM - Tri-Annual - Vibration Analysis | Long Branch Pumping Station | COL-PLB | 2000000 | COL-PLB-P-0122 | Pump vibration analysis
COL-CBM | 2 | CBM - Tri-Annual - Vibration Analysis | Long Branch Pumping Station | COL-PLB | 3000000 | COL-PLB-P-0120 | Pump vibration analysis
COL-CBM | 2 | CBM - Tri-Annual - Vibration Analysis | Livingston Road Pumping Station | COL-PLV | 1000000 | COL-PLV-P-0100 | Pumpmotordrive shaft bearing vibration analysis
COL-CBM | 2 | CBM - Tri-Annual - Vibration Analysis | Livingston Road Pumping Station | COL-PLV | 2000000 | COL-PLV-P-0200 | Pumpmotordrive shaft bearing vibration analysis
COL-CBM | 2 | CBM - Tri-Annual - Vibration Analysis | Midland Pumping Station | COL-PMD | 2000000 | COL-PMD-P-0200 | Pumpmotordrive shaft bearing vibration analysis
COL-CBM | 2 | CBM - Tri-Annual - Vibration Analysis | Midland Pumping Station | COL-PMD | 1000000 | COL-PMD-P-0100 | Pumpmotordrive shaft bearing vibration analysis
COL-CBM | 2 | CBM - Tri-Annual - Vibration Analysis | Mimico Pumping Station | COL-PMM | 2000000 | COL-PMM-P-0121 | Pump vibration analysis for
COL-CBM | 2 | CBM - Tri-Annual - Vibration Analysis | Mimico Pumping Station | COL-PMM | 3000000 | COL-PMM-P-0122 | Pump vibration analysis for
COL-CBM | 2 | CBM - Tri-Annual - Vibration Analysis | Mimico Pumping Station | COL-PMM | 1000000 | COL-PMM-P-0120 | Pump vibration analysis for
COL-CBM | 2 | CBM - Tri-Annual - Vibration Analysis | New Toronto Pumping Station | COL-PNT | 2000000 | COL-PNT-P-0121 | Pump vibration analysis
COL-CBM | 2 | CBM - Tri-Annual - Vibration Analysis | New Toronto Pumping Station | COL-PNT | 1000000 | COL-PNT-P-0120 | Pump vibration analysis
COL-CBM | 2 | CBM - Tri-Annual - Vibration Analysis | New Toronto Pumping Station | COL-PNT | 3000000 | COL-PNT-P-0122 | Pump vibration analysis
COL-CBM | 2 | CBM - Tri-Annual - Vibration Analysis | Redland Pumping Station | COL-PRD | 1000000 | COL-PRD-P-0100 | Pumpmotordrive shaft bearing vibration analysis
COL-CBM | 2 | CBM - Tri-Annual - Vibration Analysis | Redland Pumping Station | COL-PRD | 2000000 | COL-PRD-P-0200 | Pumpmotordrive shaft bearing vibration analysis
COL-CBM | 2 | CBM - Tri-Annual - Vibration Analysis | Skydome Sewage Pumping Station | COL-PSK | 1000000 | COL-PSK-P-0100 | Pumpmotordrive shaft bearing vibration analysis
COL-CBM | 2 | CBM - Tri-Annual - Vibration Analysis | Skydome Sewage Pumping Station | COL-PSK | 3000000 | COL-PSK-P-0300 | Pumpmotordrive shaft bearing vibration analysis
COL-CBM | 2 | CBM - Tri-Annual - Vibration Analysis | Skydome Sewage Pumping Station | COL-PSK | 2000000 | COL-PSK-P-0200 | Pumpmotordrive shaft bearing vibration analysis
COL-CBM | 2 | CBM - Tri-Annual - Vibration Analysis | Simcoe St Sewage Pumping Station | COL-PSM | 1000000 | COL-PSM-P-0100 | Pumpmotordrive shaft bearing vibration analysis
COL-CBM | 2 | CBM - Tri-Annual - Vibration Analysis | Simcoe St Sewage Pumping Station | COL-PSM | 2000000 | COL-PSM-P-0200 | Pumpmotordrive shaft bearing vibration analysis
COL-CBM | 2 | CBM - Tri-Annual - Vibration Analysis | Simcoe St Sewage Pumping Station | COL-PSM | 3000000 | COL-PSM-P-0300 | Pumpmotordrive shaft bearing vibration analysis
COL-CBM | 2 | CBM - Tri-Annual - Vibration Analysis | Southport Sewage Pumping Station | COL-PSP | 1000000 | COL-PSP-P-0100 | Pumpmotordrive shaft bearing vibration analysis
COL-CBM | 2 | CBM - Tri-Annual - Vibration Analysis | Southport Sewage Pumping Station | COL-PSP | 2000000 | COL-PSP-P-0200 | Pumpmotordrive shaft bearing vibration analysis
COL-CBM | 2 | CBM - Tri-Annual - Vibration Analysis | Scott Sewage Pumping Station | COL-PSS | 1000000 | COL-PSS-P-0100 | Pumpmotordrive shaft bearing vibration analysis
COL-CBM | 2 | CBM - Tri-Annual - Vibration Analysis | Scott Sewage Pumping Station | COL-PSS | 3000000 | COL-PSS-P-0300 | Pumpmotordrive shaft bearing vibration analysis
COL-CBM | 2 | CBM - Tri-Annual - Vibration Analysis | Scott Sewage Pumping Station | COL-PSS | 2000000 | COL-PSS-P-0200 | Pumpmotordrive shaft bearing vibration analysis
COL-CBM | 2 | CBM - Tri-Annual - Vibration Analysis | Strachan Pumping Station | COL-PST | 2000000 | COL-PST-P-0200 | Pumpmotordrive shaft bearing vibration analysis
COL-CBM | 2 | CBM - Tri-Annual - Vibration Analysis | Strachan Pumping Station | COL-PST | 3000000 | COL-PST-P-0300 | Pumpmotordrive shaft bearing vibration analysis
COL-CBM | 2 | CBM - Tri-Annual - Vibration Analysis | Strachan Pumping Station | COL-PST | 1000000 | COL-PST-P-0100 | Pumpmotordrive shaft bearing vibration analysis
COL-CBM | 2 | CBM - Tri-Annual - Vibration Analysis | Sunnyside Pumping Station | COL-PSU | 2000000 | COL-PSU-P-0200 | Pumpmotordrive shaft bearing vibration analysis
COL-CBM | 2 | CBM - Tri-Annual - Vibration Analysis | Sunnyside Pumping Station | COL-PSU | 1000000 | COL-PSU-P-0100 | Pumpmotordrive shaft bearing vibration analysis
COL-CBM | 2 | CBM - Tri-Annual - Vibration Analysis | Swansea Pumping Station | COL-PSW | 1000000 | COL-PSW-P-0120 | Pump vibration analysis
COL-CBM | 2 | CBM - Tri-Annual - Vibration Analysis | Swansea Pumping Station | COL-PSW | 2000000 | COL-PSW-P-0121 | Pump vibration analysis
COL-CBM | 2 | CBM - Tri-Annual - Vibration Analysis | Swansea Pumping Station | COL-PSW | 3000000 | COL-PSW-P-0122 | Pump vibration analysis
COL-CBM | 2 | CBM - Tri-Annual - Vibration Analysis | Valleymede Sewage Pumping Station | COL-PVM | 2000000 | COL-PVM-P-0200 | Pumpmotordrive shaft bearing vibration analysis
COL-CBM | 2 | CBM - Tri-Annual - Vibration Analysis | Valleymede Sewage Pumping Station | COL-PVM | 1000000 | COL-PVM-P-0100 | Pumpmotordrive shaft bearing vibration analysis
COL-CBM | 2 | CBM - Tri-Annual - Vibration Analysis | Warren Park Pumping Station | COL-PWN | 2000000 | COL-PWN-P-0200 | Pumpmotordrive shaft bearing vibration analysis
COL-CBM | 2 | CBM - Tri-Annual - Vibration Analysis | Warren Park Pumping Station | COL-PWN | 1000000 | COL-PWN-P-0100 | Pumpmotordrive shaft bearing vibration analysis
COL-CBM | 2 | CBM - Tri-Annual - Vibration Analysis | West Rouge Pumping Station | COL-PWR | 1000000 | COL-PWR-P-0100 | Pump vibration analysis
COL-CBM | 2 | CBM - Tri-Annual - Vibration Analysis | West Rouge Pumping Station | COL-PWR | 3000000 | COL-PWR-P-0300 | Pump vibration analysis
COL-CBM | 2 | CBM - Tri-Annual - Vibration Analysis | West Rouge Pumping Station | COL-PWR | 2000000 | COL-PWR-P-0200 | Pump vibration analysis
COL-PCP-02 | 21 | Monthly Valve Leak Inspection | Governors Bridge Sewage Pumping Station | COL-PGB | 1000000 | COL-PGB-V-0101 | Leak check of the discharge check valve
COL-PCP-02 | 21 | Monthly Valve Leak Inspection | Governors Bridge Sewage Pumping Station | COL-PGB | 2000000 | COL-PGB-V-0201 | Leak check of the discharge check valve
COL-PCP-02 | 21 | Monthly Valve Leak Inspection | Maryport Sewage Pumping Station | COL-PMY | 1000000 | COL-PMY-V-0101 | Leak check of the discharge check valve
COL-PCP-02 | 21 | Monthly Valve Leak Inspection | Maryport Sewage Pumping Station | COL-PMY | 2000000 | COL-PMY-V-0201 | Leak check of the discharge check valve
COL-PCP-02 | 22 | Monthly Valve Leak Inspection | Todmorden Sewage Pumping Station | COL-PTD | 7000000 | COL-PTD-V-0201 | Leak check of the discharge check valve
COL-PCP-02 | 22 | Monthly Valve Leak Inspection | Todmorden Sewage Pumping Station | COL-PTD | 6000000 | COL-PTD-V-0101 | Leak check of the discharge check valve
COL-PCP-02 | 23 | Monthly Valve Leak Inspection | Roxborough Sewage Pumping Station | COL-PRX | 8000000 | COL-PRX-V-0101 | Leak check of the discharge check valve
COL-PCP-02 | 23 | Monthly Valve Leak Inspection | Roxborough Sewage Pumping Station | COL-PRX | 10000000 | COL-PRX-V-0201 | Leak check of the discharge check valve
COL-PCP-02 | 202 | Monthly Valve leak inspection | West Point Avenue Sewage Pumping Station | COL-PWP | 6000000 | COL-PWP-V-0201 | Leak check of the discharge check valve
COL-PCP-02 | 202 | Monthly Valve leak inspection | West Point Avenue Sewage Pumping Station | COL-PWP | 5000000 | COL-PWP-V-0101 | Leak check of the discharge check valve
COL-PCP-02 | 203 | Monthly Valve leak inspection | Silverbirch Sewage Pumping Station | COL-PSB | 2000000 | COL-PSB-V-0202 | Leak check of the discharge gate valves
COL-PCP-02 | 203 | Monthly Valve leak inspection | Silverbirch Sewage Pumping Station | COL-PSB | 1000000 | COL-PSB-V-0102 | Leak check of the discharge gate valves
COL-PCP-02 | 211 | Monthly Valve Leak Inspection | Port Union Road Sewage Pumping Station | COL-PPU | 8000000 | COL-PPU-V-0201 | Leak check of the discharge check valve
COL-PCP-02 | 211 | Monthly Valve Leak Inspection | Port Union Road Sewage Pumping Station | COL-PPU | 7000000 | COL-PPU-V-0101 | Leak check of the discharge check valve
COL-PCP-02 | 212 | Monthly-Wet Well Excessive Floatable Check | West Point Avenue Sewage Pumping Station | COL-PWP | 2000000 | COL-PWP-WEL-0200 | Inspect the wet well for excessive amount of floatables
COL-PCP-02 | 212 | Monthly-Wet Well Excessive Floatable Check | West Point Avenue Sewage Pumping Station | COL-PWP | 1000000 | COL-PWP-WEL-0100 | Inspect the wet well for excessive amount of floatables
COL-PCP-02 | 218 | Monthly-Wet well equipment ultrasonic head cleaning and excessive floatable Check (East)-Operator | Sewells Road Sewage Pumping Station | COL-PSL | 1000000 | COL-PSL-LIT-0100 | Clean the ultrasonic head
COL-PCP-02 | 218 | Monthly-Wet well equipment ultrasonic head cleaning and excessive floatable Check (East)-Operator | Sewells Road Sewage Pumping Station | COL-PSL | 2000000 | COL-PSL-LIT-0200 | Clean the ultrasonic head
COL-PCP-02 | 220 | 3 Month-Pump Isolation Gate Valve Exercise-Operator | Ashbridges Bay Pumping Station (Coxwell) | COL-PAB | 1000000 | COL-PAB-V-0102 | Exercise the isolation gate valve
COL-PCP-02 | 220 | 3 Month-Pump Isolation Gate Valve Exercise-Operator | Ashbridges Bay Pumping Station (Coxwell) | COL-PAB | 2000000 | COL-PAB-V-0202 | Exercise the isolation gate valve
COL-PST-01 | 30 | Annual Generator Maintenance and Load Test & Oil Analysis | Kipling Yard | COL-YKP | 1000000 | COL-YKP-GEN-0001 | Emergency generator load test
COL-PST-01 | 30 | Annual Generator Maintenance and Load Test & Oil Analysis | Kipling Yard | COL-YKP | 2000000 | COL-YKP-GEN-0002 | Emergency generator load test
COL-PST-01 | 30 | Annual Generator Maintenance and Load Test & Oil Analysis | Kipling Yard | COL-YKP | 3000000 | COL-YKP-GEN-0003 | Emergency generator load test
COL-PST-01 | 33 | 6 Month-Variable Speed Drive (VFD) Maintenance-Operator | Cumber Pumping Station | COL-PCU | 6000000 | COL-PCU-DRV-0300 | Replace the variable frequency drive cabinet filter
COL-PST-01 | 33 | 6 Month-Variable Speed Drive (VFD) Maintenance-Operator | Cumber Pumping Station | COL-PCU | 2000000 | COL-PCU-DRV-0100 | Replace the variable frequency drive cabinet filter
COL-PST-01 | 33 | 6 Month-Variable Speed Drive (VFD) Maintenance-Operator | Cumber Pumping Station | COL-PCU | 4000000 | COL-PCU-DRV-0200 | Replace the variable frequency drive cabinet filter
COL-PST-01 | 33 | 6 Month-Variable Speed Drive (VFD) Maintenance-Operator | Long Branch Pumping Station | COL-PLB | 2000000 | COL-PLB-VFD-P-0120 | Replace the variable frequency drive cabinet filter for
COL-PST-01 | 33 | 6 Month-Variable Speed Drive (VFD) Maintenance-Operator | Long Branch Pumping Station | COL-PLB | 4000000 | COL-PLB-VFD-P-0121 | Replace the variable frequency drive cabinet filter for
COL-PST-01 | 33 | 6 Month-Variable Speed Drive (VFD) Maintenance-Operator | Long Branch Pumping Station | COL-PLB | 6000000 | COL-PLB-RVS-P-0122 | Replace the variable frequency drive cabinet filter for
COL-PST-01 | 33 | 6 Month-Variable Speed Drive (VFD) Maintenance-Operator | Mimico Pumping Station | COL-PMM | 2000000 | COL-PMM-VFD-P-0120 | Replace the variable frequency drive cabinet filter for
COL-PST-01 | 33 | 6 Month-Variable Speed Drive (VFD) Maintenance-Operator | Mimico Pumping Station | COL-PMM | 4000000 | COL-PMM-VFD-P-0121 | Replace the variable frequency drive cabinet filter for
COL-PST-01 | 33 | 6 Month-Variable Speed Drive (VFD) Maintenance-Operator | Mimico Pumping Station | COL-PMM | 6000000 | COL-PMM-RVS-P-0122 | Replace the variable frequency drive cabinet filter for
COL-PST-01 | 33 | 6 Month-Variable Speed Drive (VFD) Maintenance-Operator | New Toronto Pumping Station | COL-PNT | 2000000 | COL-PNT-RVS-P-0120 | Replace the variable frequency drive RVS cabinet filter for
COL-PST-01 | 33 | 6 Month-Variable Speed Drive (VFD) Maintenance-Operator | New Toronto Pumping Station | COL-PNT | 4000000 | COL-PNT-RVS-P-0121 | Replace the variable frequency drive RVS cabinet filter for
COL-PST-01 | 33 | 6 Month-Variable Speed Drive (VFD) Maintenance-Operator | New Toronto Pumping Station | COL-PNT | 6000000 | COL-PNT-RVS-P-0122 | Replace the variable frequency drive RVS cabinet filter for
COL-PST-01 | 33 | 6 Month-Variable Speed Drive (VFD) Maintenance-Operator | Swansea Pumping Station | COL-PSW | 6000000 | COL-PSW-RVS-P-0122 | Replace the variable frequency drive RVS cabinet filter for
COL-PST-01 | 33 | 6 Month-Variable Speed Drive (VFD) Maintenance-Operator | Swansea Pumping Station | COL-PSW | 2000000 | COL-PSW-RVS-P-0120 | Replace the variable frequency drive RVS cabinet filter for
COL-PST-01 | 33 | 6 Month-Variable Speed Drive (VFD) Maintenance-Operator | Swansea Pumping Station | COL-PSW | 4000000 | COL-PSW-RVS-P-0121 | Replace the variable frequency drive RVS cabinet filter for
COL-PST-01 | 33 | 6 Month-Variable Speed Drive (VFD) Maintenance-Operator | West Rouge Pumping Station | COL-PWR | 2000000 | COL-PWR-DRV-0100 | Replace the variable frequency drive RVS cabinet filter for
COL-PST-01 | 33 | 6 Month-Variable Speed Drive (VFD) Maintenance-Operator | West Rouge Pumping Station | COL-PWR | 4000000 | COL-PWR-DRV-0200 | Replace the variable frequency drive RVS cabinet filter for
COL-PST-01 | 33 | 6 Month-Variable Speed Drive (VFD) Maintenance-Operator | West Rouge Pumping Station | COL-PWR | 6000000 | COL-PWR-DRV-0300 | Replace the variable frequency drive RVS cabinet filter for
COL-PST-03 | 70 | UPS and Heater Inspections- ANNUAL | Baby Point Sewage Pumping Station | COL-PBP | 3000000 | COL-PBP-HTR-0003 | Functional test and inspection of the dry well heaters
COL-PST-03 | 70 | UPS and Heater Inspections- ANNUAL | Baby Point Sewage Pumping Station | COL-PBP | 1000000 | COL-PBP-HTR-0001 | Functional test and inspection of the dry well heaters
COL-PST-03 | 70 | UPS and Heater Inspections- ANNUAL | Baby Point Sewage Pumping Station | COL-PBP | 2000000 | COL-PBP-HTR-0002 | Functional test and inspection of the dry well heaters
COL-PST-03 | 72 | UPS and Heater Inspections - ANNUAL | High Park Sewage Pumping Station | COL-PHP | 1000000 | COL-PHB-HTR-0001 | Functional test and inspection of the dry well heaters
COL-PST-03 | 72 | UPS and Heater Inspections - ANNUAL | High Park Sewage Pumping Station | COL-PHP | 2000000 | COL-PHB-HTR-0002 | Functional test and inspection of the dry well heaters
COL-PST-04 | 3 | Suction and Discharge Valve Inspection -Semi-Annual | Simcoe St Sewage Pumping Station | COL-PSM | 1000000 | COL-PSM-V-0001 | Exercise the suction and discharge valves
COL-PST-04 | 3 | Suction and Discharge Valve Inspection -Semi-Annual | Simcoe St Sewage Pumping Station | COL-PSM | 3000000 | COL-PSM-V-0101 | Exercise the suction and discharge valves
COL-PST-04 | 3 | Suction and Discharge Valve Inspection -Semi-Annual | Simcoe St Sewage Pumping Station | COL-PSM | 2000000 | COL-PSM-V-0002 | Exercise the suction and discharge valves
COL-PST-04 | 3 | Suction and Discharge Valve Inspection -Semi-Annual | Simcoe St Sewage Pumping Station | COL-PSM | 5000000 | COL-PSM-V-0201 | Exercise the suction and discharge valves
COL-PST-04 | 3 | Suction and Discharge Valve Inspection -Semi-Annual | Simcoe St Sewage Pumping Station | COL-PSM | 4000000 | COL-PSM-V-0103 | Exercise the suction and discharge valves
COL-PST-04 | 3 | Suction and Discharge Valve Inspection -Semi-Annual | Simcoe St Sewage Pumping Station | COL-PSM | 7000000 | COL-PSM-V-0301 | Exercise the suction and discharge valves
COL-PST-04 | 3 | Suction and Discharge Valve Inspection -Semi-Annual | Simcoe St Sewage Pumping Station | COL-PSM | 6000000 | COL-PSM-V-0203 | Exercise the suction and discharge valves
COL-PST-04 | 3 | Suction and Discharge Valve Inspection -Semi-Annual | Simcoe St Sewage Pumping Station | COL-PSM | 8000000 | COL-PSM-V-0303 | Exercise the suction and discharge valves
COL-PST-04 | 7 | Suction and Discharge Valve Inspection -Semi Annual | New Toronto Pumping Station | COL-PNT | 1000000 | COL-PNT-V-0120A | Lubricate and exercise the suction and discharge valves
COL-PST-04 | 7 | Suction and Discharge Valve Inspection -Semi Annual | New Toronto Pumping Station | COL-PNT | 2000000 | COL-PNT-V-0120B | Lubricate and exercise the suction and discharge valves
COL-PST-04 | 7 | Suction and Discharge Valve Inspection -Semi Annual | New Toronto Pumping Station | COL-PNT | 3000000 | COL-PNT-V-0121A | Lubricate and exercise the suction and discharge valves
COL-PST-04 | 7 | Suction and Discharge Valve Inspection -Semi Annual | New Toronto Pumping Station | COL-PNT | 4000000 | COL-PNT-V-0121B | Lubricate and exercise the suction and discharge valves
COL-PST-04 | 7 | Suction and Discharge Valve Inspection -Semi Annual | New Toronto Pumping Station | COL-PNT | 5000000 | COL-PNT-V-0122A | Lubricate and exercise the suction and discharge valves
COL-PST-04 | 7 | Suction and Discharge Valve Inspection -Semi Annual | New Toronto Pumping Station | COL-PNT | 6000000 | COL-PNT-V-0122B | Lubricate and exercise the suction and discharge valves
COL-PST-04 | 21 | Suction and Discharge Valve Inspection - Semi-Annual | Kennedy Park Sewage Pumping Station | COL-PKP | 1000000 | COL-PKP-V-0101 | Exercise the suction and discharge valves
COL-PST-04 | 21 | Suction and Discharge Valve Inspection - Semi-Annual | Kennedy Park Sewage Pumping Station | COL-PKP | 3000000 | COL-PKP-V-0201 | Exercise the suction and discharge valves
COL-PST-04 | 21 | Suction and Discharge Valve Inspection - Semi-Annual | Kennedy Park Sewage Pumping Station | COL-PKP | 2000000 | COL-PKP-V-0103 | Exercise the suction and discharge valves
COL-PST-04 | 21 | Suction and Discharge Valve Inspection - Semi-Annual | Kennedy Park Sewage Pumping Station | COL-PKP | 4000000 | COL-PKP-V-0203 | Exercise the suction and discharge valves
COL-PST-04 | 22 | Weekly-Logging of sewage pump run time-Operator | Ashbridges Bay Pumping Station (Coxwell) | COL-PAB | 1000000 | COL-PAB-P-0100 | Logging of pump run time
COL-PST-04 | 22 | Weekly-Logging of sewage pump run time-Operator | Ashbridges Bay Pumping Station (Coxwell) | COL-PAB | 2000000 | COL-PAB-P-0200 | Logging of pump run time
COL-PST-04 | 23 | Monday-Logging of sewage pump run time-Operator | West Rouge Pumping Station | COL-PWR | 1000000 | COL-PWR-P-0100 | Log the run time of the pump
COL-PST-04 | 23 | Monday-Logging of sewage pump run time-Operator | West Rouge Pumping Station | COL-PWR | 2000000 | COL-PWR-P-0200 | Log the run time of the pump
COL-PST-04 | 23 | Monday-Logging of sewage pump run time-Operator | West Rouge Pumping Station | COL-PWR | 3000000 | COL-PWR-P-0300 | Log the run time of the pump
COL-PST-04 | 24 | Logging of sewage pump run time - Wednesday | West Rouge Pumping Station | COL-PWR | 3000000 | COL-PWR-P-0300 | Log the run time of the pump
COL-PST-04 | 24 | Logging of sewage pump run time - Wednesday | West Rouge Pumping Station | COL-PWR | 1000000 | COL-PWR-P-0100 | Log the run time of the pump
COL-PST-04 | 24 | Logging of sewage pump run time - Wednesday | West Rouge Pumping Station | COL-PWR | 2000000 | COL-PWR-P-0200 | Log the run time of the pump
COL-PST-04 | 25 | Friday-Logging of sewage pump run time-Operator | West Rouge Pumping Station | COL-PWR | 1000000 | COL-PWR-P-0100 | Log the run time of the pump
COL-PST-04 | 25 | Friday-Logging of sewage pump run time-Operator | West Rouge Pumping Station | COL-PWR | 2000000 | COL-PWR-P-0200 | Log the run time of the pump
COL-PST-04 | 25 | Friday-Logging of sewage pump run time-Operator | West Rouge Pumping Station | COL-PWR | 3000000 | COL-PWR-P-0300 | Log the run time of the pump
COL-PST-06 | 10 | Annual Gas Analyzer Calibration Test - Legislative | West Rouge Pumping Station | COL-PWR | 1000000 | COL-PWR-AE-0101 | Combustible Gas detector alarm test
COL-PST-06 | 10 | Annual Gas Analyzer Calibration Test - Legislative | West Rouge Pumping Station | COL-PWR | 2000000 | COL-PWR-AE-0102 | Combustible Gas detector alarm test
COL-PST-07 | 119 | Monthly-Pumping Station Inspection (East)-Millwright | Cumber Pumping Station | COL-PCU | 1000000 | COL-PCU-FN-0001 | Ventilation system motorblower bearing drive belt and contamination check
COL-PST-07 | 119 | Monthly-Pumping Station Inspection (East)-Millwright | Cumber Pumping Station | COL-PCU | 2000000 | COL-PCU-FN-0002 | Ventilation system motorblower bearing drive belt and contamination check
COL-PST-07 | 119 | Monthly-Pumping Station Inspection (East)-Millwright | West Rouge Pumping Station | COL-PWR | 1000000 | COL-PWR-FN-0001 | Ventilation system motorblower bearing drive belt and contamination check
COL-PST-07 | 119 | Monthly-Pumping Station Inspection (East)-Millwright | West Rouge Pumping Station | COL-PWR | 2000000 | COL-PWR-FN-0002 | Ventilation system motorblower bearing drive belt and contamination check
COL-PST-07 | 121 | Monthly-Pumping Station Inspection-Millwright (West) | Swansea Pumping Station | COL-PSW | 2000000 | COL-PSW-FN-0002 | Ventilation system motorblower bearing drive belt and contamination check
COL-PST-07 | 121 | Monthly-Pumping Station Inspection-Millwright (West) | Swansea Pumping Station | COL-PSW | 4000000 | COL-PSW-FN-0100 | Ventilation system motorblower bearing drive belt and contamination check
COL-PST-07 | 121 | Monthly-Pumping Station Inspection-Millwright (West) | Swansea Pumping Station | COL-PSW | 1000000 | COL-PSW-FN-0001 | Ventilation system motorblower bearing drive belt and contamination check
COL-PST-07 | 121 | Monthly-Pumping Station Inspection-Millwright (West) | Swansea Pumping Station | COL-PSW | 3000000 | COL-PSW-FN-0003 | Ventilation system motorblower bearing drive belt and contamination check
COL-PST-08 | 11 | 6 Month-Sluice Gate Exercise and Lubrication-Operator | Cumber Pumping Station | COL-PCU | 1000000 | COL-PCU-G-0001 | Sluice gate exercise and lubrication
COL-PST-08 | 11 | 6 Month-Sluice Gate Exercise and Lubrication-Operator | Cumber Pumping Station | COL-PCU | 2000000 | COL-PCU-G-0002 | Sluice gate exercise and lubrication
COL-PST-08 | 11 | 6 Month-Sluice Gate Exercise and Lubrication-Operator | Cumber Pumping Station | COL-PCU | 3000000 | COL-PCU-G-0003 | Sluice gate exercise and lubrication
COL-PST-08 | 11 | 6 Month-Sluice Gate Exercise and Lubrication-Operator | Long Branch Pumping Station | COL-PLB | 1000000 | COL-PLB-G-0101 | Sluice gate exercise and lubrication for
COL-PST-08 | 11 | 6 Month-Sluice Gate Exercise and Lubrication-Operator | Long Branch Pumping Station | COL-PLB | 2000000 | COL-PLB-G-0102 | Sluice gate exercise and lubrication for
COL-PST-08 | 11 | 6 Month-Sluice Gate Exercise and Lubrication-Operator | Long Branch Pumping Station | COL-PLB | 3000000 | COL-PLB-G-0113 | Sluice gate exercise and lubrication for
COL-PST-08 | 11 | 6 Month-Sluice Gate Exercise and Lubrication-Operator | Long Branch Pumping Station | COL-PLB | 4000000 | COL-PLB-G-0114 | Sluice gate exercise and lubrication for
COL-PST-08 | 11 | 6 Month-Sluice Gate Exercise and Lubrication-Operator | Mimico Pumping Station | COL-PMM | 1000000 | COL-PMM-G-0101 | Sluice gate exercise and lubrication for
COL-PST-08 | 11 | 6 Month-Sluice Gate Exercise and Lubrication-Operator | Mimico Pumping Station | COL-PMM | 3000000 | COL-PMM-G-0103 | Sluice gate exercise and lubrication for
COL-PST-08 | 11 | 6 Month-Sluice Gate Exercise and Lubrication-Operator | Mimico Pumping Station | COL-PMM | 2000000 | COL-PMM-G-0102 | Sluice gate exercise and lubrication for
COL-PST-08 | 11 | 6 Month-Sluice Gate Exercise and Lubrication-Operator | New Toronto Pumping Station | COL-PNT | 1000000 | COL-PNT-G-0101 | Sluice gate exercise and lubrication for
COL-PST-08 | 11 | 6 Month-Sluice Gate Exercise and Lubrication-Operator | New Toronto Pumping Station | COL-PNT | 2000000 | COL-PNT-G-0103 | Sluice gate exercise and lubrication for
COL-PST-08 | 11 | 6 Month-Sluice Gate Exercise and Lubrication-Operator | New Toronto Pumping Station | COL-PNT | 3000000 | COL-PNT-G-0113 | Sluice gate exercise and lubrication for
COL-PST-08 | 11 | 6 Month-Sluice Gate Exercise and Lubrication-Operator | Swansea Pumping Station | COL-PSW | 2000000 | COL-PSW-G-0103 | Sluice gate exercise and lubrication for
COL-PST-08 | 11 | 6 Month-Sluice Gate Exercise and Lubrication-Operator | Swansea Pumping Station | COL-PSW | 3000000 | COL-PSW-G-0113 | Sluice gate exercise and lubrication for
COL-PST-08 | 11 | 6 Month-Sluice Gate Exercise and Lubrication-Operator | Swansea Pumping Station | COL-PSW | 1000000 | COL-PSW-G-0101 | Sluice gate exercise and lubrication for
COL-PST-08 | 12 | 6 Month-Sluice Gate Exercise and Lubrication-Operator | West Rouge Pumping Station | COL-PWR | 1000000 | COL-PWR-G-0001 | Sluice gate exercise and lubrication
COL-PST-08 | 12 | 6 Month-Sluice Gate Exercise and Lubrication-Operator | West Rouge Pumping Station | COL-PWR | 6000000 | COL-PWR-G-0006 | Sluice gate exercise and lubrication
COL-PST-08 | 12 | 6 Month-Sluice Gate Exercise and Lubrication-Operator | West Rouge Pumping Station | COL-PWR | 2000000 | COL-PWR-G-0002 | Sluice gate exercise and lubrication
COL-PST-08 | 12 | 6 Month-Sluice Gate Exercise and Lubrication-Operator | West Rouge Pumping Station | COL-PWR | 7000000 | COL-PWR-G-0007 | Sluice gate exercise and lubrication
COL-PST-08 | 12 | 6 Month-Sluice Gate Exercise and Lubrication-Operator | West Rouge Pumping Station | COL-PWR | 3000000 | COL-PWR-G-0003 | Sluice gate exercise and lubrication
COL-PST-08 | 12 | 6 Month-Sluice Gate Exercise and Lubrication-Operator | West Rouge Pumping Station | COL-PWR | 4000000 | COL-PWR-G-0004 | Sluice gate exercise and lubrication
COL-PST-08 | 12 | 6 Month-Sluice Gate Exercise and Lubrication-Operator | West Rouge Pumping Station | COL-PWR | 5000000 | COL-PWR-G-0005 | Sluice gate exercise and lubrication
COL-PST-10 | 9 | Annual Backflow Preventer Tests - (LEGISLATIVE) | Mimico Pumping Station | COL-PMM | 1000000 | COL-PMM-BFP-0001 | BACKFLOW PREVENTER INSPECTION Inspect and clean as required check for leaks Mechanical contractor to perform annual test record values
COL-PST-10 | 9 | Annual Backflow Preventer Tests - (LEGISLATIVE) | Mimico Pumping Station | COL-PMM | 2000000 | COL-PMM-BFP-0002 | BACKFLOW PREVENTER INSPECTION Inspect and clean as required check for leaks Mechanical contractor to perform annual test record values
COL-PST-10 | 9 | Annual Backflow Preventer Tests - (LEGISLATIVE) | Mimico Pumping Station | COL-PMM | 3000000 | COL-PMM-BFP-0003 | BACKFLOW PREVENTER INSPECTION Inspect and clean as required check for leaks Mechanical contractor to perform annual test record values
COL-PST-10 | 9 | Annual Backflow Preventer Tests - (LEGISLATIVE) | Scott Sewage Pumping Station | COL-PSS | 1000000 | COL-PSS-BFP-0001 | Potable water backflow preventer test
COL-PST-10 | 9 | Annual Backflow Preventer Tests - (LEGISLATIVE) | Scott Sewage Pumping Station | COL-PSS | 2000000 | COL-PSS-BFP-0002 | Potable water backflow preventer test
COL-PST-10 | 9 | Annual Backflow Preventer Tests - (LEGISLATIVE) | Scott Sewage Pumping Station | COL-PSS | 3000000 | COL-PSS-BFP-0003 | Potable water backflow preventer test
COL-PST-10 | 9 | Annual Backflow Preventer Tests - (LEGISLATIVE) | Strachan Pumping Station | COL-PST | 1000000 | COL-PST-BFP-0001 | Potable water backflow preventer test
COL-PST-10 | 9 | Annual Backflow Preventer Tests - (LEGISLATIVE) | Strachan Pumping Station | COL-PST | 2000000 | COL-PST-BFP-0002 | Potable water backflow preventer test
COL-PST-10 | 9 | Annual Backflow Preventer Tests - (LEGISLATIVE) | Sunnyside Pumping Station | COL-PSU | 4000000 | COL-PSU-BFP-0004 | Potable water backflow preventer test
COL-PST-10 | 9 | Annual Backflow Preventer Tests - (LEGISLATIVE) | Sunnyside Pumping Station | COL-PSU | 1000000 | COL-PSU-BFP-0001 | Potable water backflow preventer test
COL-PST-10 | 9 | Annual Backflow Preventer Tests - (LEGISLATIVE) | Sunnyside Pumping Station | COL-PSU | 2000000 | COL-PSU-BFP-0002 | Potable water backflow preventer test
COL-PST-10 | 9 | Annual Backflow Preventer Tests - (LEGISLATIVE) | Sunnyside Pumping Station | COL-PSU | 3000000 | COL-PSU-BFP-0003 | Potable water backflow preventer test
COL-PST-10 | 9 | Annual Backflow Preventer Tests - (LEGISLATIVE) | Swansea Pumping Station | COL-PSW | 1000000 | COL-PSW-BFP-0001 | BACKFLOW PREVENTER INSPECTION Inspect and clean as required check for leaks Mechanical contractor to perform annual test record values
COL-PST-10 | 9 | Annual Backflow Preventer Tests - (LEGISLATIVE) | Swansea Pumping Station | COL-PSW | 3000000 | COL-PSW-BFP-0003 | BACKFLOW PREVENTER INSPECTION Inspect and clean as required check for leaks Mechanical contractor to perform annual test record values
COL-PST-10 | 9 | Annual Backflow Preventer Tests - (LEGISLATIVE) | Swansea Pumping Station | COL-PSW | 2000000 | COL-PSW-BFP-0002 | BACKFLOW PREVENTER INSPECTION Inspect and clean as required check for leaks Mechanical contractor to perform annual test record values
COL-PST-10 | 9 | Annual Backflow Preventer Tests - (LEGISLATIVE) | Warren Park Pumping Station | COL-PWN | 2000000 | COL-PWN-BFP-0002 | Potable water backflow preventer test
COL-PST-10 | 9 | Annual Backflow Preventer Tests - (LEGISLATIVE) | Warren Park Pumping Station | COL-PWN | 1000000 | COL-PWN-BFP-0001 | Potable water backflow preventer test
COL-PST-10 | 9 | Annual Backflow Preventer Tests - (LEGISLATIVE) | Warren Park Pumping Station | COL-PWN | 3000000 | COL-PWN-BFP-0003 | Potable water backflow preventer test
COL-PST-10 | 9 | Annual Backflow Preventer Tests - (LEGISLATIVE) | Martin Grove Storm Pumping Station | SWM-PMG | 2000000 | SWM-PMG-BFP-0002 | Potable water backflow preventer test
COL-PST-10 | 9 | Annual Backflow Preventer Tests - (LEGISLATIVE) | Martin Grove Storm Pumping Station | SWM-PMG | 1000000 | SWM-PMG-BFP-0001 | Potable water backflow preventer test
COL-PST-10 | 9 | Annual Backflow Preventer Tests - (LEGISLATIVE) | North Queen Storm Pumping Station | SWM-PNQ | 2000000 | SWM-PNQ-BFP-0002 | Potable water backflow preventer test
COL-PST-10 | 9 | Annual Backflow Preventer Tests - (LEGISLATIVE) | North Queen Storm Pumping Station | SWM-PNQ | 1000000 | SWM-PNQ-BFP-0001 | Potable water backflow preventer test
COL-PST-10 | 15 | Annual Crane Inspection - Legislative | Swansea Pumping Station | COL-PSW | 1000000 | COL-PSW-CRN-0001 | Yearly Crane Inspection
COL-PST-10 | 15 | Annual Crane Inspection - Legislative | Swansea Pumping Station | COL-PSW | 2000000 | COL-PSW-CRN-0002 | Yearly Crane Inspection
COL-PST-10 | 15 | Annual Crane Inspection - Legislative | Commissioners yard | COL-YCM | 1000000 | COL-YCM-CRN-0001 | Yearly Crane Inspection
COL-PST-10 | 15 | Annual Crane Inspection - Legislative | Commissioners yard | COL-YCM | 2000000 | COL-YCM-CRN-0002 | Yearly Crane Inspection
COL-PST-10 | 15 | Annual Crane Inspection - Legislative | Commissioners yard | COL-YCM | 3000000 | COL-YCM-CRN-0003 | Yearly Crane Inspection
COL-PST-10 | 15 | Annual Crane Inspection - Legislative | Commissioners yard | COL-YCM | 4000000 | COL-YCM-CRN-0004 | Yearly Crane Inspection
COL-PST-10 | 15 | Annual Crane Inspection - Legislative | Kipling Yard | COL-YKP | 2000000 | COL-YKP-CRN-0002 | Yearly Crane Inspection
COL-PST-10 | 15 | Annual Crane Inspection - Legislative | Kipling Yard | COL-YKP | 1000000 | COL-YKP-CRN-0001 | Yearly Crane Inspection
COL-PST-10 | 15 | Annual Crane Inspection - Legislative | Kipling Yard | COL-YKP | 3000000 | COL-YKP-CRN-0003 | Yearly Crane Inspection
COL-PST-10 | 24 | Monthly-First Aid Kit Inspection-Legislative-EHS Field Rep. | Kipling Yard | COL-YKP | 1000000 | COL-YKP-FAK-0001 | Check contents of first aid kit boxes and ensure everything is in good order AID
COL-PST-10 | 24 | Monthly-First Aid Kit Inspection-Legislative-EHS Field Rep. | Kipling Yard | COL-YKP | 2000000 | COL-YKP-FAK-0002 | Check contents of first aid kit boxes and ensure everything is in good order AID
COL-PST-11 | 3 | Weekly-Well Float Level Switch Test-Operator | Cumber Pumping Station | COL-PCU | 2000000 | COL-PCU-LSH-0004 | Well Float Level Switch Test
COL-PST-11 | 3 | Weekly-Well Float Level Switch Test-Operator | Cumber Pumping Station | COL-PCU | 1000000 | COL-PCU-LSH-0003 | Well Float Level Switch Test
COL-PST-11 | 3 | Weekly-Well Float Level Switch Test-Operator | Cumber Pumping Station | COL-PCU | 3000000 | COL-PCU-LSLL-0101 | Well Float Level Switch Test
COL-PST-11 | 3 | Weekly-Well Float Level Switch Test-Operator | Cumber Pumping Station | COL-PCU | 5000000 | COL-PCU-LSH-0103 | Well Float Level Switch Test
COL-PST-11 | 3 | Weekly-Well Float Level Switch Test-Operator | Cumber Pumping Station | COL-PCU | 4000000 | COL-PCU-LSL-0102 | Well Float Level Switch Test
COL-PST-11 | 3 | Weekly-Well Float Level Switch Test-Operator | Cumber Pumping Station | COL-PCU | 9000000 | COL-PCU-LSLL-0201 | Well Float Level Switch Test
COL-PST-11 | 3 | Weekly-Well Float Level Switch Test-Operator | Cumber Pumping Station | COL-PCU | 6000000 | COL-PCU-LSH-0105 | Well Float Level Switch Test
COL-PST-11 | 3 | Weekly-Well Float Level Switch Test-Operator | Cumber Pumping Station | COL-PCU | 10000000 | COL-PCU-LSL-0202 | Well Float Level Switch Test
COL-PST-11 | 3 | Weekly-Well Float Level Switch Test-Operator | Cumber Pumping Station | COL-PCU | 7000000 | COL-PCU-LSH-0005 | Well Float Level Switch Test
COL-PST-11 | 3 | Weekly-Well Float Level Switch Test-Operator | Cumber Pumping Station | COL-PCU | 11000000 | COL-PCU-LSH-0203 | Well Float Level Switch Test
COL-PST-11 | 3 | Weekly-Well Float Level Switch Test-Operator | Cumber Pumping Station | COL-PCU | 8000000 | COL-PCU-LSH-0006 | Well Float Level Switch Test
COL-PST-11 | 3 | Weekly-Well Float Level Switch Test-Operator | Cumber Pumping Station | COL-PCU | 12000000 | COL-PCU-LSH-0205 | Well Float Level Switch Test
COL-PST-11 | 3 | Weekly-Well Float Level Switch Test-Operator | Cumber Pumping Station | COL-PCU | 13000000 | COL-PCU-LSLL-0007 | Well Float Level Switch Test
COL-PST-11 | 3 | Weekly-Well Float Level Switch Test-Operator | Cumber Pumping Station | COL-PCU | 14000000 | COL-PCU-LSL-0008 | Well Float Level Switch Test
COL-PST-11 | 3 | Weekly-Well Float Level Switch Test-Operator | Long Branch Pumping Station | COL-PLB | 1000000 | COL-PLB-LSLL-0101 | Well Float Level Switch Test for
COL-PST-11 | 3 | Weekly-Well Float Level Switch Test-Operator | Long Branch Pumping Station | COL-PLB | 3000000 | COL-PLB-LSH-0103 | Well Float Level Switch Test for
COL-PST-11 | 3 | Weekly-Well Float Level Switch Test-Operator | Long Branch Pumping Station | COL-PLB | 2000000 | COL-PLB-LSL-0102 | Well Float Level Switch Test for
COL-PST-11 | 3 | Weekly-Well Float Level Switch Test-Operator | Long Branch Pumping Station | COL-PLB | 4000000 | COL-PLB-LSH-0105 | Well Float Level Switch Test for
COL-PST-11 | 3 | Weekly-Well Float Level Switch Test-Operator | Long Branch Pumping Station | COL-PLB | 6000000 | COL-PLB-LSL-0302 | Well Float Level Switch Test for
COL-PST-11 | 3 | Weekly-Well Float Level Switch Test-Operator | Long Branch Pumping Station | COL-PLB | 5000000 | COL-PLB-LSLL-0301 | Well Float Level Switch Test for
COL-PST-11 | 3 | Weekly-Well Float Level Switch Test-Operator | Long Branch Pumping Station | COL-PLB | 9000000 | COL-PLB-LSH-0110 | Well Float Level Switch Test for
COL-PST-11 | 3 | Weekly-Well Float Level Switch Test-Operator | Long Branch Pumping Station | COL-PLB | 7000000 | COL-PLB-LSH-0303 | Well Float Level Switch Test for
COL-PST-11 | 3 | Weekly-Well Float Level Switch Test-Operator | Long Branch Pumping Station | COL-PLB | 8000000 | COL-PLB-LSH-0305 | Well Float Level Switch Test for
COL-PST-11 | 3 | Weekly-Well Float Level Switch Test-Operator | Long Branch Pumping Station | COL-PLB | 10000000 | COL-PLB-LSH-0153 | Well Float Level Switch Test for
COL-PST-11 | 3 | Weekly-Well Float Level Switch Test-Operator | Long Branch Pumping Station | COL-PLB | 11000000 | COL-PLB-LSHH-0104 | Well Float Level Switch Test for
COL-PST-11 | 3 | Weekly-Well Float Level Switch Test-Operator | Long Branch Pumping Station | COL-PLB | 12000000 | COL-PLB-LSHH-0304 | Well Float Level Switch Test for
COL-PST-11 | 3 | Weekly-Well Float Level Switch Test-Operator | New Toronto Pumping Station | COL-PNT | 1000000 | COL-PNT-LSLL-0101 | Well Float Level Switch Test for
COL-PST-11 | 3 | Weekly-Well Float Level Switch Test-Operator | New Toronto Pumping Station | COL-PNT | 4000000 | COL-PNT-LSH-0105 | Well Float Level Switch Test for
COL-PST-11 | 3 | Weekly-Well Float Level Switch Test-Operator | New Toronto Pumping Station | COL-PNT | 5000000 | COL-PNT-LSLL-0201 | Well Float Level Switch Test for
COL-PST-11 | 3 | Weekly-Well Float Level Switch Test-Operator | New Toronto Pumping Station | COL-PNT | 6000000 | COL-PNT-LSL-0202 | Well Float Level Switch Test for
COL-PST-11 | 3 | Weekly-Well Float Level Switch Test-Operator | New Toronto Pumping Station | COL-PNT | 7000000 | COL-PNT-LSH-0203 | Well Float Level Switch Test for
COL-PST-11 | 3 | Weekly-Well Float Level Switch Test-Operator | New Toronto Pumping Station | COL-PNT | 9000000 | COL-PNT-LSH-0110 | Well Float Level Switch Test for
COL-PST-11 | 3 | Weekly-Well Float Level Switch Test-Operator | New Toronto Pumping Station | COL-PNT | 10000000 | COL-PNT-LSH-0153 | Well Float Level Switch Test for
COL-PST-11 | 3 | Weekly-Well Float Level Switch Test-Operator | New Toronto Pumping Station | COL-PNT | 2000000 | COL-PNT-LSL-0102 | Well Float Level Switch Test for
COL-PST-11 | 3 | Weekly-Well Float Level Switch Test-Operator | New Toronto Pumping Station | COL-PNT | 11000000 | COL-PNT-LSHH-0104 | Well Float Level Switch Test for
COL-PST-11 | 3 | Weekly-Well Float Level Switch Test-Operator | New Toronto Pumping Station | COL-PNT | 3000000 | COL-PNT-LSH-0103 | Well Float Level Switch Test for
COL-PST-11 | 3 | Weekly-Well Float Level Switch Test-Operator | New Toronto Pumping Station | COL-PNT | 8000000 | COL-PNT-LSH-0205 | Well Float Level Switch Test for
COL-PST-11 | 3 | Weekly-Well Float Level Switch Test-Operator | New Toronto Pumping Station | COL-PNT | 12000000 | COL-PNT-LSHH-0204 | Well Float Level Switch Test for
COL-PST-11 | 3 | Weekly-Well Float Level Switch Test-Operator | Swansea Pumping Station | COL-PSW | 4000000 | COL-PSW-LSH-0105 | Well Float Level Switch Test for
COL-PST-11 | 3 | Weekly-Well Float Level Switch Test-Operator | Swansea Pumping Station | COL-PSW | 6000000 | COL-PSW-LSL-0202 | Well Float Level Switch Test for
COL-PST-11 | 3 | Weekly-Well Float Level Switch Test-Operator | Swansea Pumping Station | COL-PSW | 9000000 | COL-PSW-LSH-0001 | Well Float Level Switch Test for
COL-PST-11 | 3 | Weekly-Well Float Level Switch Test-Operator | Swansea Pumping Station | COL-PSW | 1000000 | COL-PSW-LSLL-0101 | Well Float Level Switch Test for
COL-PST-11 | 3 | Weekly-Well Float Level Switch Test-Operator | Swansea Pumping Station | COL-PSW | 10000000 | COL-PSW-LSH-0110 | Well Float Level Switch Test for
COL-PST-11 | 3 | Weekly-Well Float Level Switch Test-Operator | Swansea Pumping Station | COL-PSW | 2000000 | COL-PSW-LSL-0102 | Well Float Level Switch Test for
COL-PST-11 | 3 | Weekly-Well Float Level Switch Test-Operator | Swansea Pumping Station | COL-PSW | 3000000 | COL-PSW-LSH-0103 | Well Float Level Switch Test for
COL-PST-11 | 3 | Weekly-Well Float Level Switch Test-Operator | Swansea Pumping Station | COL-PSW | 5000000 | COL-PSW-LSLL-0201 | Well Float Level Switch Test for
COL-PST-11 | 3 | Weekly-Well Float Level Switch Test-Operator | Swansea Pumping Station | COL-PSW | 7000000 | COL-PSW-LSH-0203 | Well Float Level Switch Test for
COL-PST-11 | 3 | Weekly-Well Float Level Switch Test-Operator | Swansea Pumping Station | COL-PSW | 8000000 | COL-PSW-LSH-0205 | Well Float Level Switch Test for
COL-PST-11 | 3 | Weekly-Well Float Level Switch Test-Operator | Swansea Pumping Station | COL-PSW | 11000000 | COL-PSW-LSH-0153 | Well Float Level Switch Test for
COL-PST-11 | 3 | Weekly-Well Float Level Switch Test-Operator | Swansea Pumping Station | COL-PSW | 12000000 | COL-PSW-LSHH-0104 | Well Float Level Switch Test for
COL-PST-11 | 3 | Weekly-Well Float Level Switch Test-Operator | Swansea Pumping Station | COL-PSW | 13000000 | COL-PSW-LSHH-0204 | Well Float Level Switch Test for
COL-PST-11 | 3 | Weekly-Well Float Level Switch Test-Operator | West Rouge Pumping Station | COL-PWR | 2000000 | COL-PWR-LSL-0102 | Well Float Level Switch Test for
COL-PST-11 | 3 | Weekly-Well Float Level Switch Test-Operator | West Rouge Pumping Station | COL-PWR | 3000000 | COL-PWR-LSH-0103 | Well Float Level Switch Test for
COL-PST-11 | 3 | Weekly-Well Float Level Switch Test-Operator | West Rouge Pumping Station | COL-PWR | 4000000 | COL-PWR-LSH-0105 | Well Float Level Switch Test for
COL-PST-11 | 3 | Weekly-Well Float Level Switch Test-Operator | West Rouge Pumping Station | COL-PWR | 5000000 | COL-PWR-LSLL-0201 | Well Float Level Switch Test for
COL-PST-11 | 3 | Weekly-Well Float Level Switch Test-Operator | West Rouge Pumping Station | COL-PWR | 7000000 | COL-PWR-LSH-0203 | Well Float Level Switch Test for
COL-PST-11 | 3 | Weekly-Well Float Level Switch Test-Operator | West Rouge Pumping Station | COL-PWR | 9000000 | COL-PWR-LSH-0002 | Well Float Level Switch Test for
COL-PST-11 | 3 | Weekly-Well Float Level Switch Test-Operator | West Rouge Pumping Station | COL-PWR | 11000000 | COL-PWR-LSH-0004 | Well Float Level Switch Test for
COL-PST-11 | 3 | Weekly-Well Float Level Switch Test-Operator | West Rouge Pumping Station | COL-PWR | 12000000 | COL-PWR-LSH-0005 | Well Float Level Switch Test for
COL-PST-11 | 3 | Weekly-Well Float Level Switch Test-Operator | West Rouge Pumping Station | COL-PWR | 1000000 | COL-PWR-LSLL-0101 | Well Float Level Switch Test for
COL-PST-11 | 3 | Weekly-Well Float Level Switch Test-Operator | West Rouge Pumping Station | COL-PWR | 6000000 | COL-PWR-LSL-0202 | Well Float Level Switch Test for
COL-PST-11 | 3 | Weekly-Well Float Level Switch Test-Operator | West Rouge Pumping Station | COL-PWR | 8000000 | COL-PWR-LSH-0205 | Well Float Level Switch Test for
COL-PST-11 | 3 | Weekly-Well Float Level Switch Test-Operator | West Rouge Pumping Station | COL-PWR | 10000000 | COL-PWR-LSH-0003 | Well Float Level Switch Test for
COL-PST-11 | 3 | Weekly-Well Float Level Switch Test-Operator | West Rouge Pumping Station | COL-PWR | 13000000 | COL-PWR-LSH-0006 | Well Float Level Switch Test for
COL-WBT-02 | 11 | Weekly Rain Event Inspection - Access Stair Debris Buildup Check | Kew Beach Detention Tank (Kenilworth)-storm | COL-SKW | 2000000 | COL-SKW-T-0200 | Inspect the Kew Beach North and South storage tank floor wall surfaces and access ladders for debris buildup
COL-WBT-02 | 11 | Weekly Rain Event Inspection - Access Stair Debris Buildup Check | Kew Beach Detention Tank (Kenilworth)-storm | COL-SKW | 1000000 | COL-SKW-T-0100 | Inspect the Kew Beach North and South storage tank floor wall surfaces and access ladders for debris buildup
COL-WBT-02 | 12 | Weekly Rain Event Inspection - Access Stair Debris Buildup Check | Maclean Detention Tank-storm | COL-SMC | 1000000 | COL-SMC-T-0100 | Inspect the Macleans stormwater and CSO detention tanks floor wall surfaces and access ladders for debris buildup
COL-WBT-02 | 12 | Weekly Rain Event Inspection - Access Stair Debris Buildup Check | Maclean Detention Tank-storm | COL-SMC | 2000000 | COL-SMC-T-0200 | Inspect the Macleans stormwater and CSO detention tanks floor wall surfaces and access ladders for debris buildup
COL-WBT-03 | 1 | 3 Month-TSS Sensor Cleaning-EICT | Western Beaches Tunnel (Battery Park)-Storm | COL-RBB | 1000000 | COL-RBB-AIT-0205 | Clean the turbidity sensor and discharge TSS sensor in the common CSO discharge line
COL-WBT-03 | 1 | 3 Month-TSS Sensor Cleaning-EICT | Western Beaches Tunnel (Battery Park)-Storm | COL-RBB | 2000000 | COL-RBB-AIT-0206 | Clean the turbidity sensor and discharge TSS sensor in the common CSO discharge line
COL-WBT-03 | 15 | 3 Month-Valve Exercise-Operator | Western Beaches Tunnel (Battery Park)-Storm | COL-RBB | 1000000 | COL-RBB-V-0111 | Exercise the station valve
COL-WBT-03 | 15 | 3 Month-Valve Exercise-Operator | Western Beaches Tunnel (Battery Park)-Storm | COL-RBB | 4000000 | COL-RBB-V-0222 | Exercise the station valve
COL-WBT-03 | 15 | 3 Month-Valve Exercise-Operator | Western Beaches Tunnel (Battery Park)-Storm | COL-RBB | 2000000 | COL-RBB-V-0112 | Exercise the station valve
COL-WBT-03 | 15 | 3 Month-Valve Exercise-Operator | Western Beaches Tunnel (Battery Park)-Storm | COL-RBB | 5000000 | COL-RBB-V-0223 | Exercise the station valve
COL-WBT-03 | 15 | 3 Month-Valve Exercise-Operator | Western Beaches Tunnel (Battery Park)-Storm | COL-RBB | 3000000 | COL-RBB-V-0113 | Exercise the station valve
COL-WBT-03 | 15 | 3 Month-Valve Exercise-Operator | Western Beaches Tunnel (Battery Park)-Storm | COL-RBB | 6000000 | COL-RBB-V-0224 | Exercise the station valve
COL-WBT-03 | 15 | 3 Month-Valve Exercise-Operator | Western Beaches Tunnel (Battery Park)-Storm | COL-RBB | 7000000 | COL-RBB-V-0225 | Exercise the station valve
COL-WBT-03 | 15 | 3 Month-Valve Exercise-Operator | Western Beaches Tunnel (Battery Park)-Storm | COL-RBB | 8000000 | COL-RBB-V-0226 | Exercise the station valve
COL-WBT-05 | 20 | Access ladders inspection | Maclean Detention Tank-storm | COL-SMC | 1000000 | COL-SMC-T-0100 | Inspect Maclean detention tank tank access ladders for corrosion
COL-WBT-05 | 20 | Access ladders inspection | Maclean Detention Tank-storm | COL-SMC | 2000000 | COL-SMC-T-0200 | Inspect Maclean detention tank tank access ladders for corrosion
COL-WBT-06 | 4 | CSO pump pressure relief valve Re-Certification | Western Beaches Tunnel (Battery Park)-Storm | COL-RBB | 3000000 | COL-RBB-V-0007 | Check the CSO pump discharge pressure relief valve
COL-WBT-06 | 4 | CSO pump pressure relief valve Re-Certification | Western Beaches Tunnel (Battery Park)-Storm | COL-RBB | 1000000 | COL-RBB-V-0003 | Check the CSO pump discharge pressure relief valve
COL-WBT-06 | 4 | CSO pump pressure relief valve Re-Certification | Western Beaches Tunnel (Battery Park)-Storm | COL-RBB | 4000000 | COL-RBB-V-0009 | Check the CSO pump discharge pressure relief valve
COL-WBT-06 | 4 | CSO pump pressure relief valve Re-Certification | Western Beaches Tunnel (Battery Park)-Storm | COL-RBB | 2000000 | COL-RBB-V-0004 | Check the CSO pump discharge pressure relief valve
DIG-2022 | 51 | WA1 Yearly Operator Processed Sludge Flow Meter Valve Exercising Task | Transmitter,Flow,Digested Sludge Transfer Header,Primary Digesters,Building U | THC-DIG-FIT-5001 | 1000000 | THC-DIG-V-5001A | Lubricate and exercise the digester isolation valve
DIG-2022 | 51 | WA1 Yearly Operator Processed Sludge Flow Meter Valve Exercising Task | Transmitter,Flow,Digested Sludge Transfer Header,Primary Digesters,Building U | THC-DIG-FIT-5001 | 2000000 | THC-DIG-V-5001B | Lubricate and exercise the digester isolation valve
DIG-2022 | 51 | WA1 Yearly Operator Processed Sludge Flow Meter Valve Exercising Task | Transmitter,Flow,Digested Sludge Transfer Header,Primary Digesters,Building U | THC-DIG-FIT-5001 | 3000000 | THC-DIG-V-5001C | Lubricate and exercise the digester isolation valve
DIG-2022 | 52 | WA1 Yearly Operator Raw Sludge Flow Meter Valve Exercising Task | Transmitter,Flow,Raw Sludge (Old Plant),Primary Digesters,Building U | THC-DIG-FIT-5014 | 2000000 | THC-DIG-V-5014B | Lubricate and exercise the digester isolation valve
DIG-2022 | 52 | WA1 Yearly Operator Raw Sludge Flow Meter Valve Exercising Task | Transmitter,Flow,Raw Sludge (Old Plant),Primary Digesters,Building U | THC-DIG-FIT-5014 | 1000000 | THC-DIG-V-5014A | Lubricate and exercise the digester isolation valve
DIG-2022 | 52 | WA1 Yearly Operator Raw Sludge Flow Meter Valve Exercising Task | Transmitter,Flow,Raw Sludge (Old Plant),Primary Digesters,Building U | THC-DIG-FIT-5014 | 3000000 | THC-DIG-V-5014C | Lubricate and exercise the digester isolation valve
DIG-2022 | 52 | WA1 Yearly Operator Raw Sludge Flow Meter Valve Exercising Task | Transmitter,Flow,Raw Sludge (Old Plant),Primary Digesters,Building U | THC-DIG-FIT-5014 | 4000000 | THC-DIG-V-5014D | Lubricate and exercise the digester isolation valve
DIG-2022 | 52 | WA1 Yearly Operator Raw Sludge Flow Meter Valve Exercising Task | Transmitter,Flow,Raw Sludge (Old Plant),Primary Digesters,Building U | THC-DIG-FIT-5014 | 5000000 | THC-DIG-V-5014E | Lubricate and exercise the digester isolation valve
DIG-2022 | 52 | WA1 Yearly Operator Raw Sludge Flow Meter Valve Exercising Task | Transmitter,Flow,Raw Sludge (Phase I & IV),Primary Digesters,Building U | THC-DIG-FIT-5015 | 1000000 | THC-DIG-V-5015A | Lubricate and exercise the digester isolation valve
DIG-2022 | 52 | WA1 Yearly Operator Raw Sludge Flow Meter Valve Exercising Task | Transmitter,Flow,Raw Sludge (Phase I & IV),Primary Digesters,Building U | THC-DIG-FIT-5015 | 2000000 | THC-DIG-V-5015B | Lubricate and exercise the digester isolation valve
DIG-2022 | 52 | WA1 Yearly Operator Raw Sludge Flow Meter Valve Exercising Task | Transmitter,Flow,Raw Sludge (Phase I & IV),Primary Digesters,Building U | THC-DIG-FIT-5015 | 3000000 | THC-DIG-V-5015C | Lubricate and exercise the digester isolation valve
DIG-2022 | 52 | WA1 Yearly Operator Raw Sludge Flow Meter Valve Exercising Task | Transmitter,Flow,Raw Sludge (Phase I & IV),Primary Digesters,Building U | THC-DIG-FIT-5015 | 4000000 | THC-DIG-V-5015D | Lubricate and exercise the digester isolation valve
DIG-2022 | 52 | WA1 Yearly Operator Raw Sludge Flow Meter Valve Exercising Task | Transmitter,Flow,Raw Sludge (Phase I & IV),Primary Digesters,Building U | THC-DIG-FIT-5015 | 5000000 | THC-DIG-V-5015E | Lubricate and exercise the digester isolation valve
DIG-2022 | 55 | WA1 Yearly Operator Digester Recirculating Pump Valve Exercising Task | Pump,Centrifugal,Sludge Recirculation,PD-0400,Building U | THC-DIG-P-0420 | 2000000 | THC-DIG-V-0420B | Lubricate and exercise the digester isolation valve
DIG-2022 | 55 | WA1 Yearly Operator Digester Recirculating Pump Valve Exercising Task | Pump,Centrifugal,Sludge Recirculation,PD-0400,Building U | THC-DIG-P-0420 | 1000000 | THC-DIG-V-0420A | Lubricate and exercise the digester isolation valve
DIG-2022 | 55 | WA1 Yearly Operator Digester Recirculating Pump Valve Exercising Task | Pump,Centrifugal,Sludge Recirculation,PD-0400,Building U | THC-DIG-P-0420 | 3000000 | THC-DIG-V-0420D | Lubricate and exercise the digester isolation valve
DIG-2022 | 55 | WA1 Yearly Operator Digester Recirculating Pump Valve Exercising Task | Pump,Centrifugal,Sludge Recirculation,PD-0500,Building U | THC-DIG-P-0520 | 2000000 | THC-DIG-V-0520B | Lubricate and exercise the digester isolation valve
DIG-2022 | 55 | WA1 Yearly Operator Digester Recirculating Pump Valve Exercising Task | Pump,Centrifugal,Sludge Recirculation,PD-0500,Building U | THC-DIG-P-0520 | 1000000 | THC-DIG-V-0520A | Lubricate and exercise the digester isolation valve
DIG-2022 | 55 | WA1 Yearly Operator Digester Recirculating Pump Valve Exercising Task | Pump,Centrifugal,Sludge Recirculation,PD-0500,Building U | THC-DIG-P-0520 | 3000000 | THC-DIG-V-0520D | Lubricate and exercise the digester isolation valve
DIG-2022 | 55 | WA1 Yearly Operator Digester Recirculating Pump Valve Exercising Task | Pump,Centrifugal,Sludge Recirculation,PD-0600,Building U | THC-DIG-P-0620 | 3000000 | THC-DIG-V-0620D | Lubricate and exercise the digester isolation valve
DIG-2022 | 55 | WA1 Yearly Operator Digester Recirculating Pump Valve Exercising Task | Pump,Centrifugal,Sludge Recirculation,PD-0600,Building U | THC-DIG-P-0620 | 1000000 | THC-DIG-V-0620A | Lubricate and exercise the digester isolation valve
DIG-2022 | 55 | WA1 Yearly Operator Digester Recirculating Pump Valve Exercising Task | Pump,Centrifugal,Sludge Recirculation,PD-0600,Building U | THC-DIG-P-0620 | 2000000 | THC-DIG-V-0620B | Lubricate and exercise the digester isolation valve
DIG-2022 | 55 | WA1 Yearly Operator Digester Recirculating Pump Valve Exercising Task | Pump,Centrifugal,Sludge Recirculation,PD-0700,Building U | THC-DIG-P-0720 | 1000000 | THC-DIG-V-0720A | Lubricate and exercise the digester isolation valve
DIG-2022 | 55 | WA1 Yearly Operator Digester Recirculating Pump Valve Exercising Task | Pump,Centrifugal,Sludge Recirculation,PD-0700,Building U | THC-DIG-P-0720 | 2000000 | THC-DIG-V-0720B | Lubricate and exercise the digester isolation valve
DIG-2022 | 55 | WA1 Yearly Operator Digester Recirculating Pump Valve Exercising Task | Pump,Centrifugal,Sludge Recirculation,PD-0700,Building U | THC-DIG-P-0720 | 3000000 | THC-DIG-V-0720D | Lubricate and exercise the digester isolation valve
DIG-2022 | 56 | WA1 Yearly Operator Digester Transfer Pump Valve Exercising Task | Pump,Centrifugal,Digested Sludge Transfer,Building U | THC-DIG-P-5011 | 1000000 | THC-DIG-V-5011A | Lubricate and exercise the digester isolation valve
DIG-2022 | 56 | WA1 Yearly Operator Digester Transfer Pump Valve Exercising Task | Pump,Centrifugal,Digested Sludge Transfer,Building U | THC-DIG-P-5011 | 2000000 | THC-DIG-V-5011C | Lubricate and exercise the digester isolation valve
DIG-2022 | 56 | WA1 Yearly Operator Digester Transfer Pump Valve Exercising Task | Pump,Centrifugal,Digested Sludge Transfer,Building U | THC-DIG-P-5017 | 2000000 | THC-DIG-V-5017C | Lubricate and exercise the digester isolation valve
DIG-2022 | 56 | WA1 Yearly Operator Digester Transfer Pump Valve Exercising Task | Pump,Centrifugal,Digested Sludge Transfer,Building U | THC-DIG-P-5017 | 1000000 | THC-DIG-V-5017A | Lubricate and exercise the digester isolation valve
DIG-2022 | 56 | WA1 Yearly Operator Digester Transfer Pump Valve Exercising Task | Pump,Centrifugal,Digested Sludge Transfer,Building U | THC-DIG-P-5033 | 1000000 | THC-DIG-V-5033A | Lubricate and exercise the digester isolation valve
DIG-2022 | 56 | WA1 Yearly Operator Digester Transfer Pump Valve Exercising Task | Pump,Centrifugal,Digested Sludge Transfer,Building U | THC-DIG-P-5033 | 2000000 | THC-DIG-V-5033C | Lubricate and exercise the digester isolation valve
DIG-2022 | 56 | WA1 Yearly Operator Digester Transfer Pump Valve Exercising Task | Pump,Centrifugal,Digested Sludge Transfer,Building U | THC-DIG-P-5036 | 1000000 | THC-DIG-V-5036A | Lubricate and exercise the digester isolation valve
DIG-2022 | 56 | WA1 Yearly Operator Digester Transfer Pump Valve Exercising Task | Pump,Centrifugal,Digested Sludge Transfer,Building U | THC-DIG-P-5036 | 2000000 | THC-DIG-V-5036C | Lubricate and exercise the digester isolation valve
DIG-2022 | 101 | WA1 Five Year Contractor Pressure Vessel Recertification Task Legislative | Highland Creek, Primary Digesters | THC-DIG-GRK | 2000000 | THC-DIG-T-3413 | Legislative Recertification of the pressure vessel
DIG-2022 | 101 | WA1 Five Year Contractor Pressure Vessel Recertification Task Legislative | Highland Creek, Primary Digesters | THC-DIG-GRK | 1000000 | THC-DIG-T-3416 | Legislative Recertification of the pressure vessel
FAC-YCM-02 | 21 | SCBA Breathing Apparatus -5 Year Inspection and Test(Legislative) | Self Contained Breathing Apparatus (SCBA) | DOS-SES-SCBA | 3000000 | DOS-SES-SCBA-0572 | Perform Hydrostatic Test at a qualified service centre for SCBA units and the spare cylinders
FAC-YCM-02 | 21 | SCBA Breathing Apparatus -5 Year Inspection and Test(Legislative) | Self Contained Breathing Apparatus (SCBA) | DOS-SES-SCBA | 1000000 | DOS-SES-SCBA-0343 | Perform Hydrostatic Test at a qualified service centre for SCBA units and the spare cylinders
FAC-YCM-02 | 21 | SCBA Breathing Apparatus -5 Year Inspection and Test(Legislative) | Self Contained Breathing Apparatus (SCBA) | DOS-SES-SCBA | 5000000 | DOS-SES-SCBA-0905 | Perform Hydrostatic Test at a qualified service centre for SCBA units and the spare cylinders
FAC-YCM-02 | 21 | SCBA Breathing Apparatus -5 Year Inspection and Test(Legislative) | Self Contained Breathing Apparatus (SCBA) | DOS-SES-SCBA | 2000000 | DOS-SES-SCBA-0557 | Perform Hydrostatic Test at a qualified service centre for SCBA units and the spare cylinders
FAC-YCM-02 | 21 | SCBA Breathing Apparatus -5 Year Inspection and Test(Legislative) | Self Contained Breathing Apparatus (SCBA) | DOS-SES-SCBA | 8000000 | DOS-SES-SCBA-2883 | Perform Hydrostatic Test at a qualified service centre for SCBA units and the spare cylinders
FAC-YCM-02 | 21 | SCBA Breathing Apparatus -5 Year Inspection and Test(Legislative) | Self Contained Breathing Apparatus (SCBA) | DOS-SES-SCBA | 4000000 | DOS-SES-SCBA-0668 | Perform Hydrostatic Test at a qualified service centre for SCBA units and the spare cylinders
FAC-YCM-02 | 21 | SCBA Breathing Apparatus -5 Year Inspection and Test(Legislative) | Self Contained Breathing Apparatus (SCBA) | DOS-SES-SCBA | 9000000 | DOS-SES-SCBA-2897 | Perform Hydrostatic Test at a qualified service centre for SCBA units and the spare cylinders
FAC-YCM-02 | 21 | SCBA Breathing Apparatus -5 Year Inspection and Test(Legislative) | Self Contained Breathing Apparatus (SCBA) | DOS-SES-SCBA | 6000000 | DOS-SES-SCBA-2308 | Perform Hydrostatic Test at a qualified service centre for SCBA units and the spare cylinders
FAC-YCM-02 | 21 | SCBA Breathing Apparatus -5 Year Inspection and Test(Legislative) | Self Contained Breathing Apparatus (SCBA) | DOS-SES-SCBA | 11000000 | DOS-SES-SCBA-3029 | Perform Hydrostatic Test at a qualified service centre for SCBA units and the spare cylinders
FAC-YCM-02 | 21 | SCBA Breathing Apparatus -5 Year Inspection and Test(Legislative) | Self Contained Breathing Apparatus (SCBA) | DOS-SES-SCBA | 7000000 | DOS-SES-SCBA-2362 | Perform Hydrostatic Test at a qualified service centre for SCBA units and the spare cylinders
FAC-YCM-02 | 21 | SCBA Breathing Apparatus -5 Year Inspection and Test(Legislative) | Self Contained Breathing Apparatus (SCBA) | DOS-SES-SCBA | 13000000 | DOS-SES-SCBA-3879 | Perform Hydrostatic Test at a qualified service centre for SCBA units and the spare cylinders
FAC-YCM-02 | 21 | SCBA Breathing Apparatus -5 Year Inspection and Test(Legislative) | Self Contained Breathing Apparatus (SCBA) | DOS-SES-SCBA | 10000000 | DOS-SES-SCBA-2901 | Perform Hydrostatic Test at a qualified service centre for SCBA units and the spare cylinders
FAC-YCM-02 | 21 | SCBA Breathing Apparatus -5 Year Inspection and Test(Legislative) | Self Contained Breathing Apparatus (SCBA) | DOS-SES-SCBA | 14000000 | DOS-SES-SCBA-4226 | Perform Hydrostatic Test at a qualified service centre for SCBA units and the spare cylinders
FAC-YCM-02 | 21 | SCBA Breathing Apparatus -5 Year Inspection and Test(Legislative) | Self Contained Breathing Apparatus (SCBA) | DOS-SES-SCBA | 12000000 | DOS-SES-SCBA-3651 | Perform Hydrostatic Test at a qualified service centre for SCBA units and the spare cylinders
FAC-YCM-02 | 21 | SCBA Breathing Apparatus -5 Year Inspection and Test(Legislative) | Self Contained Breathing Apparatus (SCBA) | DOS-SES-SCBA | 15000000 | DOS-SES-SCBA-4262 | Perform Hydrostatic Test at a qualified service centre for SCBA units and the spare cylinders
FAC-YCM-02 | 21 | SCBA Breathing Apparatus -5 Year Inspection and Test(Legislative) | Self Contained Breathing Apparatus (SCBA) | DOS-SES-SCBA | 19000000 | DOS-SES-SCBA-7585 | Perform Hydrostatic Test at a qualified service centre for SCBA units and the spare cylinders
FAC-YCM-02 | 21 | SCBA Breathing Apparatus -5 Year Inspection and Test(Legislative) | Self Contained Breathing Apparatus (SCBA) | DOS-SES-SCBA | 16000000 | DOS-SES-SCBA-5187 | Perform Hydrostatic Test at a qualified service centre for SCBA units and the spare cylinders
FAC-YCM-02 | 21 | SCBA Breathing Apparatus -5 Year Inspection and Test(Legislative) | Self Contained Breathing Apparatus (SCBA) | DOS-SES-SCBA | 20000000 | DOS-SES-SCBA-7945 | Perform Hydrostatic Test at a qualified service centre for SCBA units and the spare cylinders
FAC-YCM-02 | 21 | SCBA Breathing Apparatus -5 Year Inspection and Test(Legislative) | Self Contained Breathing Apparatus (SCBA) | DOS-SES-SCBA | 17000000 | DOS-SES-SCBA-5419 | Perform Hydrostatic Test at a qualified service centre for SCBA units and the spare cylinders
FAC-YCM-02 | 21 | SCBA Breathing Apparatus -5 Year Inspection and Test(Legislative) | Self Contained Breathing Apparatus (SCBA) | DOS-SES-SCBA | 21000000 | DOS-SES-SCBA-7952 | Perform Hydrostatic Test at a qualified service centre for SCBA units and the spare cylinders
FAC-YCM-02 | 21 | SCBA Breathing Apparatus -5 Year Inspection and Test(Legislative) | Self Contained Breathing Apparatus (SCBA) | DOS-SES-SCBA | 18000000 | DOS-SES-SCBA-6167 | Perform Hydrostatic Test at a qualified service centre for SCBA units and the spare cylinders
FAC-YCM-02 | 21 | SCBA Breathing Apparatus -5 Year Inspection and Test(Legislative) | Self Contained Breathing Apparatus (SCBA) | DOS-SES-SCBA | 22000000 | DOS-SES-SCBA-2256 | Perform Hydrostatic Test at a qualified service centre for SCBA units and the spare cylinders
FAC-YCM-02 | 21 | SCBA Breathing Apparatus -5 Year Inspection and Test(Legislative) | Self Contained Breathing Apparatus (SCBA) | DOS-SES-SCBA | 25000000 | DOS-SES-SCBA-9574 | Perform Hydrostatic Test at a qualified service centre for SCBA units and the spare cylinders
FAC-YCM-02 | 21 | SCBA Breathing Apparatus -5 Year Inspection and Test(Legislative) | Self Contained Breathing Apparatus (SCBA) | DOS-SES-SCBA | 23000000 | DOS-SES-SCBA-8369 | Perform Hydrostatic Test at a qualified service centre for SCBA units and the spare cylinders
FAC-YCM-02 | 21 | SCBA Breathing Apparatus -5 Year Inspection and Test(Legislative) | Self Contained Breathing Apparatus (SCBA) | DOS-SES-SCBA | 26000000 | DOS-SES-SCBA-9584 | Perform Hydrostatic Test at a qualified service centre for SCBA units and the spare cylinders
FAC-YCM-02 | 21 | SCBA Breathing Apparatus -5 Year Inspection and Test(Legislative) | Self Contained Breathing Apparatus (SCBA) | DOS-SES-SCBA | 24000000 | DOS-SES-SCBA-8470 | Perform Hydrostatic Test at a qualified service centre for SCBA units and the spare cylinders
FCL-ALM | 9 | 5 year PRV Valve Calibration of Alum pumps | Coagulation | FCL-ALM | 3000000 | FCL-ALM-V-0309 | Calibration of the alum PRV valve
FCL-ALM | 9 | 5 year PRV Valve Calibration of Alum pumps | Coagulation | FCL-ALM | 1000000 | FCL-ALM-V-0109 | Calibration of the alum PRV valve
FCL-ALM | 9 | 5 year PRV Valve Calibration of Alum pumps | Coagulation | FCL-ALM | 2000000 | FCL-ALM-V-0209 | Calibration of the alum PRV valve
FCL-ALM | 9 | 5 year PRV Valve Calibration of Alum pumps | Coagulation | FCL-ALM | 4000000 | FCL-ALM-V-0404 | Calibration of the alum PRV valve
FCL-CBM | 2 | FCL 3 Month Oil Sample Collection | FCL-CBM | FCL-CBM | 3000000 | FCL-BW-M-0301 | Collect Oil sample
FCL-CBM | 2 | FCL 3 Month Oil Sample Collection | FCL-CBM | FCL-CBM | 1000000 | FCL-BW-M-0101 | Collect Oil sample
FCL-CBM | 2 | FCL 3 Month Oil Sample Collection | FCL-CBM | FCL-CBM | 4000000 | FCL-BW-M-0401 | Collect Oil sample
FCL-CBM | 2 | FCL 3 Month Oil Sample Collection | FCL-CBM | FCL-CBM | 2000000 | FCL-BW-M-0201 | Collect Oil sample
FCL-CBM | 2 | FCL 3 Month Oil Sample Collection | FCL-CBM | FCL-CBM | 7000000 | FCL-RW-M-0301 | Collect Oil sample
FCL-CBM | 2 | FCL 3 Month Oil Sample Collection | FCL-CBM | FCL-CBM | 5000000 | FCL-RW-M-0101 | Collect Oil sample
FCL-CBM | 2 | FCL 3 Month Oil Sample Collection | FCL-CBM | FCL-CBM | 11000000 | FCL-TRW-M-0100 | Collect Oil sample
FCL-CBM | 2 | FCL 3 Month Oil Sample Collection | FCL-CBM | FCL-CBM | 6000000 | FCL-RW-M-0201 | Collect Oil sample
FCL-CBM | 2 | FCL 3 Month Oil Sample Collection | FCL-CBM | FCL-CBM | 12000000 | FCL-TRW-M-0200 | Collect Oil sample
FCL-CBM | 2 | FCL 3 Month Oil Sample Collection | FCL-CBM | FCL-CBM | 8000000 | FCL-RW-M-0401 | Collect Oil sample
FCL-CBM | 2 | FCL 3 Month Oil Sample Collection | FCL-CBM | FCL-CBM | 15000000 | FCL-TRW-M-0600 | Collect Oil sample
FCL-CBM | 2 | FCL 3 Month Oil Sample Collection | FCL-CBM | FCL-CBM | 9000000 | FCL-RW-M-0501 | Collect Oil sample
FCL-CBM | 2 | FCL 3 Month Oil Sample Collection | FCL-CBM | FCL-CBM | 19000000 | FCL-TRW-M-1000 | Collect Oil sample
FCL-CBM | 2 | FCL 3 Month Oil Sample Collection | FCL-CBM | FCL-CBM | 10000000 | FCL-RW-M-0601 | Collect Oil sample
FCL-CBM | 2 | FCL 3 Month Oil Sample Collection | FCL-CBM | FCL-CBM | 20000000 | FCL-BW-P-0101 | Collect Oil sample
FCL-CBM | 2 | FCL 3 Month Oil Sample Collection | FCL-CBM | FCL-CBM | 13000000 | FCL-TRW-M-0300 | Collect Oil sample
FCL-CBM | 2 | FCL 3 Month Oil Sample Collection | FCL-CBM | FCL-CBM | 21000000 | FCL-BW-P-0201 | Collect Oil sample
FCL-CBM | 2 | FCL 3 Month Oil Sample Collection | FCL-CBM | FCL-CBM | 14000000 | FCL-TRW-M-0500 | Collect Oil sample
FCL-CBM | 2 | FCL 3 Month Oil Sample Collection | FCL-CBM | FCL-CBM | 23000000 | FCL-BW-P-0401 | Collect Oil sample
FCL-CBM | 2 | FCL 3 Month Oil Sample Collection | FCL-CBM | FCL-CBM | 16000000 | FCL-TRW-M-0700 | Collect Oil sample
FCL-CBM | 2 | FCL 3 Month Oil Sample Collection | FCL-CBM | FCL-CBM | 29000000 | FCL-RW-P-0601 | Collect Oil sample
FCL-CBM | 2 | FCL 3 Month Oil Sample Collection | FCL-CBM | FCL-CBM | 17000000 | FCL-TRW-M-0800 | Collect Oil sample
FCL-CBM | 2 | FCL 3 Month Oil Sample Collection | FCL-CBM | FCL-CBM | 30000000 | FCL-TRW-P-0100 | Collect Oil sample
FCL-CBM | 2 | FCL 3 Month Oil Sample Collection | FCL-CBM | FCL-CBM | 18000000 | FCL-TRW-M-0900 | Collect Oil sample
FCL-CBM | 2 | FCL 3 Month Oil Sample Collection | FCL-CBM | FCL-CBM | 31000000 | FCL-TRW-P-0200 | Collect Oil sample
FCL-CBM | 2 | FCL 3 Month Oil Sample Collection | FCL-CBM | FCL-CBM | 22000000 | FCL-BW-P-0301 | Collect Oil sample
FCL-CBM | 2 | FCL 3 Month Oil Sample Collection | FCL-CBM | FCL-CBM | 32000000 | FCL-TRW-P-0300 | Collect Oil sample
FCL-CBM | 2 | FCL 3 Month Oil Sample Collection | FCL-CBM | FCL-CBM | 24000000 | FCL-RW-P-0101 | Collect Oil sample
FCL-CBM | 2 | FCL 3 Month Oil Sample Collection | FCL-CBM | FCL-CBM | 33000000 | FCL-TRW-P-0500 | Collect Oil sample
FCL-CBM | 2 | FCL 3 Month Oil Sample Collection | FCL-CBM | FCL-CBM | 25000000 | FCL-RW-P-0201 | Collect Oil sample
FCL-CBM | 2 | FCL 3 Month Oil Sample Collection | FCL-CBM | FCL-CBM | 26000000 | FCL-RW-P-0301 | Collect Oil sample
FCL-CBM | 2 | FCL 3 Month Oil Sample Collection | FCL-CBM | FCL-CBM | 27000000 | FCL-RW-P-0401 | Collect Oil sample
FCL-CBM | 2 | FCL 3 Month Oil Sample Collection | FCL-CBM | FCL-CBM | 28000000 | FCL-RW-P-0501 | Collect Oil sample
FCL-CBM | 2 | FCL 3 Month Oil Sample Collection | FCL-CBM | FCL-CBM | 34000000 | FCL-TRW-P-0600 | Collect Oil sample
FCL-CBM | 2 | FCL 3 Month Oil Sample Collection | FCL-CBM | FCL-CBM | 35000000 | FCL-TRW-P-0700 | Collect Oil sample
FCL-CBM | 2 | FCL 3 Month Oil Sample Collection | FCL-CBM | FCL-CBM | 36000000 | FCL-TRW-P-0800 | Collect Oil sample
FCL-CBM | 2 | FCL 3 Month Oil Sample Collection | FCL-CBM | FCL-CBM | 37000000 | FCL-TRW-P-0900 | Collect Oil sample
FCL-CBM | 2 | FCL 3 Month Oil Sample Collection | FCL-CBM | FCL-CBM | 38000000 | FCL-TRW-P-1000 | Collect Oil sample
FCL-CBM | 4 | FCL Annual Transformer Oil Analysis | Transformer,Power,Oil Filled,Outdoor Main Substation,27.6-4.16kV,10/13.3MVA | FCL-ELS-TR-0100 | 1000000 | FCL-ELS-TR-0100 | Oil analysis of the 276 kV 416 kV transformer
FCL-CBM | 4 | FCL Annual Transformer Oil Analysis | Transformer,Power,Oil Filled,Outdoor Main Substation,27.6-4.16kV,10/13.3MVA | FCL-ELS-TR-0100 | 2000000 | FCL-ELS-TR-0200 | Oil analysis of the 276 kV 416 kV transformer
FCL-CBM | 4 | FCL Annual Transformer Oil Analysis | Electrical Transformers,27.6-4.16kV | FCL_ELS_27.6KV_TRANSF | 2000000 | FCL-ELS-TR-0200 | Oil analysis of the 276 kV 416 kV transformer
FCL-CBM | 4 | FCL Annual Transformer Oil Analysis | Electrical Transformers,27.6-4.16kV | FCL_ELS_27.6KV_TRANSF | 1000000 | FCL-ELS-TR-0100 | Oil analysis of the 276 kV 416 kV transformer
FCL-CBM | 8 | Quarterly Fluid Top Up After Oil Sampling Collected. | FCL-CBM | FCL-CBM | 1000000 | FCL-BW-M-0101 | Top up oil from oil sampling
FCL-CBM | 8 | Quarterly Fluid Top Up After Oil Sampling Collected. | FCL-CBM | FCL-CBM | 3000000 | FCL-BW-M-0301 | Top up oil from oil sampling
FCL-CBM | 8 | Quarterly Fluid Top Up After Oil Sampling Collected. | FCL-CBM | FCL-CBM | 2000000 | FCL-BW-M-0201 | Top up oil from oil sampling
FCL-CBM | 8 | Quarterly Fluid Top Up After Oil Sampling Collected. | FCL-CBM | FCL-CBM | 4000000 | FCL-BW-M-0401 | Top up oil from oil sampling
FCL-CBM | 8 | Quarterly Fluid Top Up After Oil Sampling Collected. | FCL-CBM | FCL-CBM | 5000000 | FCL-RW-M-0101 | Top up oil from oil sampling
FCL-CBM | 8 | Quarterly Fluid Top Up After Oil Sampling Collected. | FCL-CBM | FCL-CBM | 7000000 | FCL-RW-M-0301 | Top up oil from oil sampling
FCL-CBM | 8 | Quarterly Fluid Top Up After Oil Sampling Collected. | FCL-CBM | FCL-CBM | 6000000 | FCL-RW-M-0201 | Top up oil from oil sampling
FCL-CBM | 8 | Quarterly Fluid Top Up After Oil Sampling Collected. | FCL-CBM | FCL-CBM | 10000000 | FCL-RW-M-0601 | Top up oil from oil sampling
FCL-CBM | 8 | Quarterly Fluid Top Up After Oil Sampling Collected. | FCL-CBM | FCL-CBM | 8000000 | FCL-RW-M-0401 | Top up oil from oil sampling
FCL-CBM | 8 | Quarterly Fluid Top Up After Oil Sampling Collected. | FCL-CBM | FCL-CBM | 11000000 | FCL-TRW-M-0100 | Top up oil from oil sampling
FCL-CBM | 8 | Quarterly Fluid Top Up After Oil Sampling Collected. | FCL-CBM | FCL-CBM | 9000000 | FCL-RW-M-0501 | Top up oil from oil sampling
FCL-CBM | 8 | Quarterly Fluid Top Up After Oil Sampling Collected. | FCL-CBM | FCL-CBM | 12000000 | FCL-TRW-M-0200 | Top up oil from oil sampling
FCL-CBM | 8 | Quarterly Fluid Top Up After Oil Sampling Collected. | FCL-CBM | FCL-CBM | 13000000 | FCL-TRW-M-0300 | Top up oil from oil sampling
FCL-CBM | 8 | Quarterly Fluid Top Up After Oil Sampling Collected. | FCL-CBM | FCL-CBM | 18000000 | FCL-TRW-M-0900 | Top up oil from oil sampling
FCL-CBM | 8 | Quarterly Fluid Top Up After Oil Sampling Collected. | FCL-CBM | FCL-CBM | 14000000 | FCL-TRW-M-0500 | Top up oil from oil sampling
FCL-CBM | 8 | Quarterly Fluid Top Up After Oil Sampling Collected. | FCL-CBM | FCL-CBM | 19000000 | FCL-TRW-M-1000 | Top up oil from oil sampling
FCL-CBM | 8 | Quarterly Fluid Top Up After Oil Sampling Collected. | FCL-CBM | FCL-CBM | 15000000 | FCL-TRW-M-0600 | Top up oil from oil sampling
FCL-CBM | 8 | Quarterly Fluid Top Up After Oil Sampling Collected. | FCL-CBM | FCL-CBM | 20000000 | FCL-BW-P-0101 | Top up oil from oil sampling
FCL-CBM | 8 | Quarterly Fluid Top Up After Oil Sampling Collected. | FCL-CBM | FCL-CBM | 16000000 | FCL-TRW-M-0700 | Top up oil from oil sampling
FCL-CBM | 8 | Quarterly Fluid Top Up After Oil Sampling Collected. | FCL-CBM | FCL-CBM | 21000000 | FCL-BW-P-0201 | Top up oil from oil sampling
FCL-CBM | 8 | Quarterly Fluid Top Up After Oil Sampling Collected. | FCL-CBM | FCL-CBM | 17000000 | FCL-TRW-M-0800 | Top up oil from oil sampling
FCL-CBM | 8 | Quarterly Fluid Top Up After Oil Sampling Collected. | FCL-CBM | FCL-CBM | 23000000 | FCL-BW-P-0401 | Top up oil from oil sampling
FCL-CBM | 8 | Quarterly Fluid Top Up After Oil Sampling Collected. | FCL-CBM | FCL-CBM | 22000000 | FCL-BW-P-0301 | Top up oil from oil sampling
FCL-CBM | 8 | Quarterly Fluid Top Up After Oil Sampling Collected. | FCL-CBM | FCL-CBM | 24000000 | FCL-RW-P-0101 | Top up oil from oil sampling
FCL-CBM | 8 | Quarterly Fluid Top Up After Oil Sampling Collected. | FCL-CBM | FCL-CBM | 25000000 | FCL-RW-P-0201 | Top up oil from oil sampling
FCL-CBM | 8 | Quarterly Fluid Top Up After Oil Sampling Collected. | FCL-CBM | FCL-CBM | 27000000 | FCL-RW-P-0401 | Top up oil from oil sampling
FCL-CBM | 8 | Quarterly Fluid Top Up After Oil Sampling Collected. | FCL-CBM | FCL-CBM | 26000000 | FCL-RW-P-0301 | Top up oil from oil sampling
FCL-CBM | 8 | Quarterly Fluid Top Up After Oil Sampling Collected. | FCL-CBM | FCL-CBM | 29000000 | FCL-RW-P-0601 | Top up oil from oil sampling
FCL-CBM | 8 | Quarterly Fluid Top Up After Oil Sampling Collected. | FCL-CBM | FCL-CBM | 28000000 | FCL-RW-P-0501 | Top up oil from oil sampling
FCL-CBM | 8 | Quarterly Fluid Top Up After Oil Sampling Collected. | FCL-CBM | FCL-CBM | 30000000 | FCL-TRW-P-0100 | Top up oil from oil sampling
FCL-CBM | 8 | Quarterly Fluid Top Up After Oil Sampling Collected. | FCL-CBM | FCL-CBM | 31000000 | FCL-TRW-P-0200 | Top up oil from oil sampling
FCL-CBM | 8 | Quarterly Fluid Top Up After Oil Sampling Collected. | FCL-CBM | FCL-CBM | 33000000 | FCL-TRW-P-0500 | Top up oil from oil sampling
FCL-CBM | 8 | Quarterly Fluid Top Up After Oil Sampling Collected. | FCL-CBM | FCL-CBM | 32000000 | FCL-TRW-P-0300 | Top up oil from oil sampling
FCL-CBM | 8 | Quarterly Fluid Top Up After Oil Sampling Collected. | FCL-CBM | FCL-CBM | 34000000 | FCL-TRW-P-0600 | Top up oil from oil sampling
FCL-CBM | 8 | Quarterly Fluid Top Up After Oil Sampling Collected. | FCL-CBM | FCL-CBM | 35000000 | FCL-TRW-P-0700 | Top up oil from oil sampling
FCL-CBM | 8 | Quarterly Fluid Top Up After Oil Sampling Collected. | FCL-CBM | FCL-CBM | 36000000 | FCL-TRW-P-0800 | Top up oil from oil sampling
FCL-CBM | 8 | Quarterly Fluid Top Up After Oil Sampling Collected. | FCL-CBM | FCL-CBM | 37000000 | FCL-TRW-P-0900 | Top up oil from oil sampling
FCL-CBM | 8 | Quarterly Fluid Top Up After Oil Sampling Collected. | FCL-CBM | FCL-CBM | 38000000 | FCL-TRW-P-1000 | Top up oil from oil sampling
FCL-FAC | 23 | Yearly Functional Test of the HVAC Unit High Supply Air Temperature Shutdown and Alarm Circuit-MW | Climate Control (HVAC) | FCL-ACC | 3000000 | FCL-ACC-AHU-0401 | Functional test of the HVAC unit high supply air temperature shutdown and alarm circuit
FCL-FAC | 23 | Yearly Functional Test of the HVAC Unit High Supply Air Temperature Shutdown and Alarm Circuit-MW | Climate Control (HVAC) | FCL-ACC | 1000000 | FCL-ACC-AHU-0102 | Functional test of the HVAC unit high supply air temperature shutdown and alarm circuit
FCL-FAC | 23 | Yearly Functional Test of the HVAC Unit High Supply Air Temperature Shutdown and Alarm Circuit-MW | Climate Control (HVAC) | FCL-ACC | 6000000 | FCL-ACC-AHU-0902 | Functional test of the HVAC unit high supply air temperature shutdown and alarm circuit
FCL-FAC | 23 | Yearly Functional Test of the HVAC Unit High Supply Air Temperature Shutdown and Alarm Circuit-MW | Climate Control (HVAC) | FCL-ACC | 2000000 | FCL-ACC-AHU-0203 | Functional test of the HVAC unit high supply air temperature shutdown and alarm circuit
FCL-FAC | 23 | Yearly Functional Test of the HVAC Unit High Supply Air Temperature Shutdown and Alarm Circuit-MW | Climate Control (HVAC) | FCL-ACC | 7000000 | FCL-ACC-AHU-0903 | Functional test of the HVAC unit high supply air temperature shutdown and alarm circuit
FCL-FAC | 23 | Yearly Functional Test of the HVAC Unit High Supply Air Temperature Shutdown and Alarm Circuit-MW | Climate Control (HVAC) | FCL-ACC | 4000000 | FCL-ACC-AHU-0701 | Functional test of the HVAC unit high supply air temperature shutdown and alarm circuit
FCL-FAC | 23 | Yearly Functional Test of the HVAC Unit High Supply Air Temperature Shutdown and Alarm Circuit-MW | Climate Control (HVAC) | FCL-ACC | 9000000 | FCL-ACC-AHU-0905 | Functional test of the HVAC unit high supply air temperature shutdown and alarm circuit
FCL-FAC | 23 | Yearly Functional Test of the HVAC Unit High Supply Air Temperature Shutdown and Alarm Circuit-MW | Climate Control (HVAC) | FCL-ACC | 5000000 | FCL-ACC-AHU-0901 | Functional test of the HVAC unit high supply air temperature shutdown and alarm circuit
FCL-FAC | 23 | Yearly Functional Test of the HVAC Unit High Supply Air Temperature Shutdown and Alarm Circuit-MW | Climate Control (HVAC) | FCL-ACC | 10000000 | FCL-ACC-AHU-0906 | Functional test of the HVAC unit high supply air temperature shutdown and alarm circuit
FCL-FAC | 23 | Yearly Functional Test of the HVAC Unit High Supply Air Temperature Shutdown and Alarm Circuit-MW | Climate Control (HVAC) | FCL-ACC | 8000000 | FCL-ACC-AHU-0904 | Functional test of the HVAC unit high supply air temperature shutdown and alarm circuit
FCL-FAC | 23 | Yearly Functional Test of the HVAC Unit High Supply Air Temperature Shutdown and Alarm Circuit-MW | Climate Control (HVAC) | FCL-ACC | 14000000 | FCL-ACC-FN-0206 | Functional test of the HVAC unit high supply air temperature shutdown and alarm circuit
FCL-FAC | 23 | Yearly Functional Test of the HVAC Unit High Supply Air Temperature Shutdown and Alarm Circuit-MW | Climate Control (HVAC) | FCL-ACC | 11000000 | FCL-ACC-AHU-0907 | Functional test of the HVAC unit high supply air temperature shutdown and alarm circuit
FCL-FAC | 23 | Yearly Functional Test of the HVAC Unit High Supply Air Temperature Shutdown and Alarm Circuit-MW | Climate Control (HVAC) | FCL-ACC | 15000000 | FCL-ACC-FN-0208 | Functional test of the HVAC unit high supply air temperature shutdown and alarm circuit
FCL-FAC | 23 | Yearly Functional Test of the HVAC Unit High Supply Air Temperature Shutdown and Alarm Circuit-MW | Climate Control (HVAC) | FCL-ACC | 12000000 | FCL-WWW-AHU-0101-SUS | Functional test of the HVAC unit high supply air temperature shutdown and alarm circuit
FCL-FAC | 23 | Yearly Functional Test of the HVAC Unit High Supply Air Temperature Shutdown and Alarm Circuit-MW | Climate Control (HVAC) | FCL-ACC | 16000000 | FCL-ACC-FN-0405 | Functional test of the HVAC unit high supply air temperature shutdown and alarm circuit
FCL-FAC | 23 | Yearly Functional Test of the HVAC Unit High Supply Air Temperature Shutdown and Alarm Circuit-MW | Climate Control (HVAC) | FCL-ACC | 13000000 | FCL-ACC-FN-0201 | Functional test of the HVAC unit high supply air temperature shutdown and alarm circuit
FCL-FAC | 23 | Yearly Functional Test of the HVAC Unit High Supply Air Temperature Shutdown and Alarm Circuit-MW | Climate Control (HVAC) | FCL-ACC | 17000000 | FCL-CL-FN-0701-SUS | Functional test of the HVAC unit high supply air temperature shutdown and alarm circuit
FCL-FAC | 32 | 3 Year Exercise the Potable Water Piping Isolation Valve | Piping System for Aqua Ammonia | FCL-AM-PIP-0001 | 2000000 | FCL-TRW-V-0018 | Exercise the potable water piping isolation valve
FCL-FAC | 32 | 3 Year Exercise the Potable Water Piping Isolation Valve | Piping System for Aqua Ammonia | FCL-AM-PIP-0001 | 1000000 | FCL-AM-V-0023 | Exercise the potable water piping isolation valve
FCL-FAC | 32 | 3 Year Exercise the Potable Water Piping Isolation Valve | Piping System for Aqua Ammonia | FCL-AM-PIP-0001 | 3000000 | FCL-TRW-V-0020 | Exercise the potable water piping isolation valve
FCL-FAC | 32 | 3 Year Exercise the Potable Water Piping Isolation Valve | Piping System for Aqua Ammonia | FCL-AM-PIP-0001 | 4000000 | FCL-TRW-V-0020A | Exercise the potable water piping isolation valve
FCL-FAC | 32 | 3 Year Exercise the Potable Water Piping Isolation Valve | Piping System for Aqua Ammonia | FCL-AM-PIP-0001 | 5000000 | FCL-TRW-V-0021 | Exercise the potable water piping isolation valve
FCL-FAC | 32 | 3 Year Exercise the Potable Water Piping Isolation Valve | Piping System for Aqua Ammonia | FCL-AM-PIP-0001 | 7000000 | FCL-TRW-V-0030 | Exercise the potable water piping isolation valve
FCL-FAC | 32 | 3 Year Exercise the Potable Water Piping Isolation Valve | Piping System for Aqua Ammonia | FCL-AM-PIP-0001 | 6000000 | FCL-TRW-V-0022 | Exercise the potable water piping isolation valve
FCL-FAC | 32 | 3 Year Exercise the Potable Water Piping Isolation Valve | Piping System for Aqua Ammonia | FCL-AM-PIP-0001 | 8000000 | FCL-TRW-V-0031 | Exercise the potable water piping isolation valve
FCL-FAC | 32 | 3 Year Exercise the Potable Water Piping Isolation Valve | Piping System for Aqua Ammonia | FCL-AM-PIP-0001 | 9000000 | FCL-TRW-V-0032 | Exercise the potable water piping isolation valve
FCL-FAC | 32 | 3 Year Exercise the Potable Water Piping Isolation Valve | Piping System for Aqua Ammonia | FCL-AM-PIP-0001 | 18000000 | FCL-TRW-V-0048 | Exercise the potable water piping isolation valve
FCL-FAC | 32 | 3 Year Exercise the Potable Water Piping Isolation Valve | Piping System for Aqua Ammonia | FCL-AM-PIP-0001 | 10000000 | FCL-TRW-V-0033-SUS | Exercise the potable water piping isolation valve
FCL-FAC | 32 | 3 Year Exercise the Potable Water Piping Isolation Valve | Piping System for Aqua Ammonia | FCL-AM-PIP-0001 | 19000000 | FCL-TRW-V-0049 | Exercise the potable water piping isolation valve
FCL-FAC | 32 | 3 Year Exercise the Potable Water Piping Isolation Valve | Piping System for Aqua Ammonia | FCL-AM-PIP-0001 | 11000000 | FCL-TRW-V-0037A | Exercise the potable water piping isolation valve
FCL-FAC | 32 | 3 Year Exercise the Potable Water Piping Isolation Valve | Piping System for Aqua Ammonia | FCL-AM-PIP-0001 | 21000000 | FCL-TRW-V-0053 | Exercise the potable water piping isolation valve
FCL-FAC | 32 | 3 Year Exercise the Potable Water Piping Isolation Valve | Piping System for Aqua Ammonia | FCL-AM-PIP-0001 | 12000000 | FCL-TRW-V-0040 | Exercise the potable water piping isolation valve
FCL-FAC | 32 | 3 Year Exercise the Potable Water Piping Isolation Valve | Piping System for Aqua Ammonia | FCL-AM-PIP-0001 | 23000000 | FCL-TRW-V-0055 | Exercise the potable water piping isolation valve
FCL-FAC | 32 | 3 Year Exercise the Potable Water Piping Isolation Valve | Piping System for Aqua Ammonia | FCL-AM-PIP-0001 | 13000000 | FCL-TRW-V-0041 | Exercise the potable water piping isolation valve
FCL-FAC | 32 | 3 Year Exercise the Potable Water Piping Isolation Valve | Piping System for Aqua Ammonia | FCL-AM-PIP-0001 | 25000000 | FCL-TRW-V-0062 | Exercise the potable water piping isolation valve
FCL-FAC | 32 | 3 Year Exercise the Potable Water Piping Isolation Valve | Piping System for Aqua Ammonia | FCL-AM-PIP-0001 | 14000000 | FCL-TRW-V-0042 | Exercise the potable water piping isolation valve
FCL-FAC | 32 | 3 Year Exercise the Potable Water Piping Isolation Valve | Piping System for Aqua Ammonia | FCL-AM-PIP-0001 | 26000000 | FCL-TRW-V-0063 | Exercise the potable water piping isolation valve
FCL-FAC | 32 | 3 Year Exercise the Potable Water Piping Isolation Valve | Piping System for Aqua Ammonia | FCL-AM-PIP-0001 | 15000000 | FCL-TRW-V-0043 | Exercise the potable water piping isolation valve
FCL-FAC | 32 | 3 Year Exercise the Potable Water Piping Isolation Valve | Piping System for Aqua Ammonia | FCL-AM-PIP-0001 | 29000000 | FCL-TRW-V-0066 | Exercise the potable water piping isolation valve
FCL-FAC | 32 | 3 Year Exercise the Potable Water Piping Isolation Valve | Piping System for Aqua Ammonia | FCL-AM-PIP-0001 | 16000000 | FCL-TRW-V-0044 | Exercise the potable water piping isolation valve
FCL-FAC | 32 | 3 Year Exercise the Potable Water Piping Isolation Valve | Piping System for Aqua Ammonia | FCL-AM-PIP-0001 | 30000000 | FCL-TRW-V-0067 | Exercise the potable water piping isolation valve
FCL-FAC | 32 | 3 Year Exercise the Potable Water Piping Isolation Valve | Piping System for Aqua Ammonia | FCL-AM-PIP-0001 | 17000000 | FCL-TRW-V-0045 | Exercise the potable water piping isolation valve
FCL-FAC | 32 | 3 Year Exercise the Potable Water Piping Isolation Valve | Piping System for Aqua Ammonia | FCL-AM-PIP-0001 | 33000000 | FCL-TRW-V-0070 | Exercise the potable water piping isolation valve
FCL-FAC | 32 | 3 Year Exercise the Potable Water Piping Isolation Valve | Piping System for Aqua Ammonia | FCL-AM-PIP-0001 | 20000000 | FCL-TRW-V-0052 | Exercise the potable water piping isolation valve
FCL-FAC | 32 | 3 Year Exercise the Potable Water Piping Isolation Valve | Piping System for Aqua Ammonia | FCL-AM-PIP-0001 | 34000000 | FCL-TRW-V-0071 | Exercise the potable water piping isolation valve
FCL-FAC | 32 | 3 Year Exercise the Potable Water Piping Isolation Valve | Piping System for Aqua Ammonia | FCL-AM-PIP-0001 | 22000000 | FCL-TRW-V-0054 | Exercise the potable water piping isolation valve
FCL-FAC | 32 | 3 Year Exercise the Potable Water Piping Isolation Valve | Piping System for Aqua Ammonia | FCL-AM-PIP-0001 | 37000000 | FCL-TRW-V-0074 | Exercise the potable water piping isolation valve
FCL-FAC | 32 | 3 Year Exercise the Potable Water Piping Isolation Valve | Piping System for Aqua Ammonia | FCL-AM-PIP-0001 | 24000000 | FCL-TRW-V-0057 | Exercise the potable water piping isolation valve
FCL-FAC | 32 | 3 Year Exercise the Potable Water Piping Isolation Valve | Piping System for Aqua Ammonia | FCL-AM-PIP-0001 | 27000000 | FCL-TRW-V-0064 | Exercise the potable water piping isolation valve
FCL-FAC | 32 | 3 Year Exercise the Potable Water Piping Isolation Valve | Piping System for Aqua Ammonia | FCL-AM-PIP-0001 | 28000000 | FCL-TRW-V-0065 | Exercise the potable water piping isolation valve
FCL-FAC | 32 | 3 Year Exercise the Potable Water Piping Isolation Valve | Piping System for Aqua Ammonia | FCL-AM-PIP-0001 | 31000000 | FCL-TRW-V-0068 | Exercise the potable water piping isolation valve
FCL-FAC | 32 | 3 Year Exercise the Potable Water Piping Isolation Valve | Piping System for Aqua Ammonia | FCL-AM-PIP-0001 | 32000000 | FCL-TRW-V-0069 | Exercise the potable water piping isolation valve
FCL-FAC | 32 | 3 Year Exercise the Potable Water Piping Isolation Valve | Piping System for Aqua Ammonia | FCL-AM-PIP-0001 | 35000000 | FCL-TRW-V-0072 | Exercise the potable water piping isolation valve
FCL-FAC | 32 | 3 Year Exercise the Potable Water Piping Isolation Valve | Piping System for Aqua Ammonia | FCL-AM-PIP-0001 | 36000000 | FCL-TRW-V-0073 | Exercise the potable water piping isolation valve
FCL-FL | 15 | Replace battery every 2 year of Nanodac | Fluoridation | FCL-FL | 1000000 | FCL-FL-FIR-0101 | Replace battery every 2 year of Nanodac
FCL-FL | 15 | Replace battery every 2 year of Nanodac | Fluoridation | FCL-FL | 3000000 | FCL-CLA-FICR-0101 | Replace battery every 2 year of Nanodac
FCL-FL | 15 | Replace battery every 2 year of Nanodac | Fluoridation | FCL-FL | 2000000 | FCL-FL-FIR-0201 | Replace battery every 2 year of Nanodac
FCL-FL | 15 | Replace battery every 2 year of Nanodac | Fluoridation | FCL-FL | 4000000 | FCL-CLA-FICR-0201 | Replace battery every 2 year of Nanodac
FCL-FL | 15 | Replace battery every 2 year of Nanodac | Fluoridation | FCL-FL | 6000000 | FCL-FLT-FICR-0101 | Replace battery every 2 year of Nanodac
FCL-FL | 15 | Replace battery every 2 year of Nanodac | Fluoridation | FCL-FL | 5000000 | FCL-CLA-FICR-0301 | Replace battery every 2 year of Nanodac
FCL-FL | 15 | Replace battery every 2 year of Nanodac | Fluoridation | FCL-FL | 7000000 | FCL-FLT-FICR-0201 | Replace battery every 2 year of Nanodac
FCL-FL | 15 | Replace battery every 2 year of Nanodac | Fluoridation | FCL-FL | 8000000 | FCL-FLT-FICR-0301 | Replace battery every 2 year of Nanodac
FCL-FL | 15 | Replace battery every 2 year of Nanodac | Fluoridation | FCL-FL | 9000000 | FCL-FLT-FICR-0401 | Replace battery every 2 year of Nanodac
FCL-FL | 15 | Replace battery every 2 year of Nanodac | Fluoridation | FCL-FL | 11000000 | FCL-FLT-FICR-0601 | Replace battery every 2 year of Nanodac
FCL-FL | 15 | Replace battery every 2 year of Nanodac | Fluoridation | FCL-FL | 10000000 | FCL-FLT-FICR-0501 | Replace battery every 2 year of Nanodac
FCL-FL | 15 | Replace battery every 2 year of Nanodac | Fluoridation | FCL-FL | 16000000 | FCL-FLT-FICR-1101 | Replace battery every 2 year of Nanodac
FCL-FL | 15 | Replace battery every 2 year of Nanodac | Fluoridation | FCL-FL | 12000000 | FCL-FLT-FICR-0701 | Replace battery every 2 year of Nanodac
FCL-FL | 15 | Replace battery every 2 year of Nanodac | Fluoridation | FCL-FL | 19000000 | FCL-FLT-FICR-1401 | Replace battery every 2 year of Nanodac
FCL-FL | 15 | Replace battery every 2 year of Nanodac | Fluoridation | FCL-FL | 13000000 | FCL-FLT-FICR-0801 | Replace battery every 2 year of Nanodac
FCL-FL | 15 | Replace battery every 2 year of Nanodac | Fluoridation | FCL-FL | 21000000 | FCL-FLT-FICR-1601 | Replace battery every 2 year of Nanodac
FCL-FL | 15 | Replace battery every 2 year of Nanodac | Fluoridation | FCL-FL | 14000000 | FCL-FLT-FICR-0901 | Replace battery every 2 year of Nanodac
FCL-FL | 15 | Replace battery every 2 year of Nanodac | Fluoridation | FCL-FL | 23000000 | FCL-FLT-FICR-1801 | Replace battery every 2 year of Nanodac
FCL-FL | 15 | Replace battery every 2 year of Nanodac | Fluoridation | FCL-FL | 15000000 | FCL-FLT-FICR-1001 | Replace battery every 2 year of Nanodac
FCL-FL | 15 | Replace battery every 2 year of Nanodac | Fluoridation | FCL-FL | 25000000 | FCL-ALM-FIR-0201 | Replace battery every 2 year of Nanodac
FCL-FL | 15 | Replace battery every 2 year of Nanodac | Fluoridation | FCL-FL | 17000000 | FCL-FLT-FICR-1201 | Replace battery every 2 year of Nanodac
FCL-FL | 15 | Replace battery every 2 year of Nanodac | Fluoridation | FCL-FL | 28000000 | FCL-AM-FIR-0101 | Replace battery every 2 year of Nanodac
FCL-FL | 15 | Replace battery every 2 year of Nanodac | Fluoridation | FCL-FL | 18000000 | FCL-FLT-FICR-1301 | Replace battery every 2 year of Nanodac
FCL-FL | 15 | Replace battery every 2 year of Nanodac | Fluoridation | FCL-FL | 30000000 | FCL-PAC-FIR-0101 | Replace battery every 2 year of Nanodac
FCL-FL | 15 | Replace battery every 2 year of Nanodac | Fluoridation | FCL-FL | 20000000 | FCL-FLT-FICR-1501 | Replace battery every 2 year of Nanodac
FCL-FL | 15 | Replace battery every 2 year of Nanodac | Fluoridation | FCL-FL | 22000000 | FCL-FLT-FICR-1701 | Replace battery every 2 year of Nanodac
FCL-FL | 15 | Replace battery every 2 year of Nanodac | Fluoridation | FCL-FL | 24000000 | FCL-ALM-FIR-0101 | Replace battery every 2 year of Nanodac
FCL-FL | 15 | Replace battery every 2 year of Nanodac | Fluoridation | FCL-FL | 26000000 | FCL-ALM-FIR-0301 | Replace battery every 2 year of Nanodac
FCL-FL | 15 | Replace battery every 2 year of Nanodac | Fluoridation | FCL-FL | 27000000 | FCL-ALM-FIR-0401 | Replace battery every 2 year of Nanodac
FCL-FL | 15 | Replace battery every 2 year of Nanodac | Fluoridation | FCL-FL | 29000000 | FCL-AM-FIR-0201 | Replace battery every 2 year of Nanodac
FCL-FL | 19 | 3 Year Fluoride Tank PRV Test. | Fluoridation | FCL-FL | 1000000 | FCL-FL-V-0103 | Test the PRV valve
FCL-FL | 19 | 3 Year Fluoride Tank PRV Test. | Fluoridation | FCL-FL | 2000000 | FCL-FL-V-0203 | Test the PRV valve
FCL-FLO | 16 | Weekly Floc Tank Operation Maintenance | Flocculation | FCL-FLO | 1000000 | FCL-FLO-MX-0101 | Check abnormal noise on the flock tank mixers gearboxes
FCL-FLO | 16 | Weekly Floc Tank Operation Maintenance | Flocculation | FCL-FLO | 2000000 | FCL-FLO-MX-0102 | Check abnormal noise on the flock tank mixers gearboxes
FCL-FLO | 16 | Weekly Floc Tank Operation Maintenance | Flocculation | FCL-FLO | 5000000 | FCL-FLO-MX-0301 | Check abnormal noise on the flock tank mixers gearboxes
FCL-FLO | 16 | Weekly Floc Tank Operation Maintenance | Flocculation | FCL-FLO | 3000000 | FCL-FLO-MX-0201 | Check abnormal noise on the flock tank mixers gearboxes
FCL-FLO | 16 | Weekly Floc Tank Operation Maintenance | Flocculation | FCL-FLO | 7000000 | FCL-FLO-MX-0103A | Check abnormal noise on the flock tank mixers gearboxes
FCL-FLO | 16 | Weekly Floc Tank Operation Maintenance | Flocculation | FCL-FLO | 4000000 | FCL-FLO-MX-0202 | Check abnormal noise on the flock tank mixers gearboxes
FCL-FLO | 16 | Weekly Floc Tank Operation Maintenance | Flocculation | FCL-FLO | 9000000 | FCL-FLO-MX-0104A | Check abnormal noise on the flock tank mixers gearboxes
FCL-FLO | 16 | Weekly Floc Tank Operation Maintenance | Flocculation | FCL-FLO | 6000000 | FCL-FLO-MX-0302 | Check abnormal noise on the flock tank mixers gearboxes
FCL-FLO | 16 | Weekly Floc Tank Operation Maintenance | Flocculation | FCL-FLO | 10000000 | FCL-FLO-MX-0104B | Check abnormal noise on the flock tank mixers gearboxes
FCL-FLO | 16 | Weekly Floc Tank Operation Maintenance | Flocculation | FCL-FLO | 8000000 | FCL-FLO-MX-0103B | Check abnormal noise on the flock tank mixers gearboxes
FCL-FLO | 16 | Weekly Floc Tank Operation Maintenance | Flocculation | FCL-FLO | 11000000 | FCL-FLO-MX-0104C | Check abnormal noise on the flock tank mixers gearboxes
FCL-FLO | 16 | Weekly Floc Tank Operation Maintenance | Flocculation | FCL-FLO | 14000000 | FCL-FLO-MX-0203B | Check abnormal noise on the flock tank mixers gearboxes
FCL-FLO | 16 | Weekly Floc Tank Operation Maintenance | Flocculation | FCL-FLO | 12000000 | FCL-FLO-MX-0104D | Check abnormal noise on the flock tank mixers gearboxes
FCL-FLO | 16 | Weekly Floc Tank Operation Maintenance | Flocculation | FCL-FLO | 16000000 | FCL-FLO-MX-0204B | Check abnormal noise on the flock tank mixers gearboxes
FCL-FLO | 16 | Weekly Floc Tank Operation Maintenance | Flocculation | FCL-FLO | 13000000 | FCL-FLO-MX-0203A | Check abnormal noise on the flock tank mixers gearboxes
FCL-FLO | 16 | Weekly Floc Tank Operation Maintenance | Flocculation | FCL-FLO | 17000000 | FCL-FLO-MX-0204C | Check abnormal noise on the flock tank mixers gearboxes
FCL-FLO | 16 | Weekly Floc Tank Operation Maintenance | Flocculation | FCL-FLO | 15000000 | FCL-FLO-MX-0204A | Check abnormal noise on the flock tank mixers gearboxes
FCL-FLO | 16 | Weekly Floc Tank Operation Maintenance | Flocculation | FCL-FLO | 19000000 | FCL-FLO-MX-0303A | Check abnormal noise on the flock tank mixers gearboxes
FCL-FLO | 16 | Weekly Floc Tank Operation Maintenance | Flocculation | FCL-FLO | 18000000 | FCL-FLO-MX-0204D | Check abnormal noise on the flock tank mixers gearboxes
FCL-FLO | 16 | Weekly Floc Tank Operation Maintenance | Flocculation | FCL-FLO | 20000000 | FCL-FLO-MX-0303B | Check abnormal noise on the flock tank mixers gearboxes
FCL-FLO | 16 | Weekly Floc Tank Operation Maintenance | Flocculation | FCL-FLO | 22000000 | FCL-FLO-MX-0304B | Check abnormal noise on the flock tank mixers gearboxes
FCL-FLO | 16 | Weekly Floc Tank Operation Maintenance | Flocculation | FCL-FLO | 21000000 | FCL-FLO-MX-0304A | Check abnormal noise on the flock tank mixers gearboxes
FCL-FLO | 16 | Weekly Floc Tank Operation Maintenance | Flocculation | FCL-FLO | 23000000 | FCL-FLO-MX-0304C | Check abnormal noise on the flock tank mixers gearboxes
FCL-FLO | 16 | Weekly Floc Tank Operation Maintenance | Flocculation | FCL-FLO | 24000000 | FCL-FLO-MX-0304D | Check abnormal noise on the flock tank mixers gearboxes
FCL-PRETR | 28 | 5 Year-Screen Gearbox Oil Replacement-MW | Raw Water Sreening | FCL-RW-SCREENS | 4000000 | FCL-RW-SC-0701 | Replace the screen gearbox oil
FCL-PRETR | 28 | 5 Year-Screen Gearbox Oil Replacement-MW | Raw Water Sreening | FCL-RW-SCREENS | 1000000 | FCL-RW-SC-0101 | Replace the screen gearbox oil
FCL-PRETR | 28 | 5 Year-Screen Gearbox Oil Replacement-MW | Raw Water Sreening | FCL-RW-SCREENS | 2000000 | FCL-RW-SC-0201 | Replace the screen gearbox oil
FCL-PRETR | 28 | 5 Year-Screen Gearbox Oil Replacement-MW | Raw Water Sreening | FCL-RW-SCREENS | 3000000 | FCL-RW-SC-0601 | Replace the screen gearbox oil
FCL-RMF | 5 | Centrifuge Feed Pump Inspection- 3 Month-MW | Residue Management | FCL-WWW | 5000000 | FCL-WWW-P-5301 | Inspection of the centrifuge feed pump oil level and seals
FCL-RMF | 5 | Centrifuge Feed Pump Inspection- 3 Month-MW | Residue Management | FCL-WWW | 3000000 | FCL-WWW-P-5101 | Inspection of the centrifuge feed pump oil level and seals
FCL-RMF | 5 | Centrifuge Feed Pump Inspection- 3 Month-MW | Residue Management | FCL-WWW | 4000000 | FCL-WWW-P-5201 | Inspection of the centrifuge feed pump oil level and seals
FHA-ALM | 7 | Alum, Spill Containment Tank Inspection- 6 Months - Millwright | Alum | FHA-ALM | 1000000 | FHA-ALM-T-0310A | Alum Spill Containment Tank
FHA-ALM | 7 | Alum, Spill Containment Tank Inspection- 6 Months - Millwright | Alum | FHA-ALM | 2000000 | FHA-ALM-T-0310B | Alum Spill Containment Tank
FHA-AM | 6 | 5 Year Ammonia Pump Skid PRV Testing | Ammoniation | FHA-AM | 1000000 | FHA-AM-V-0108 | Inspect and Bench Test if required
FHA-AM | 6 | 5 Year Ammonia Pump Skid PRV Testing | Ammoniation | FHA-AM | 2000000 | FHA-AM-V-0208 | Inspect and Bench Test if required
FHA-AM | 6 | 5 Year Ammonia Pump Skid PRV Testing | Ammoniation | FHA-AM | 3000000 | FHA-AM-V-0308 | Inspect and Bench Test if required
FHA-AM | 13 | Pressure regulating valve inspection- Monthly -Millwright | Ammoniation | FHA-AM | 3000000 | FHA-AM-V-0216 | Inspect the valve for any leaks Proce
FHA-AM | 13 | Pressure regulating valve inspection- Monthly -Millwright | Ammoniation | FHA-AM | 1000000 | FHA-AM-V-0116 | Inspect the valve for any leaks Proce
FHA-AM | 13 | Pressure regulating valve inspection- Monthly -Millwright | Ammoniation | FHA-AM | 4000000 | FHA-AM-V-0217 | Inspect the valve for any leaks Proce
FHA-AM | 13 | Pressure regulating valve inspection- Monthly -Millwright | Ammoniation | FHA-AM | 2000000 | FHA-AM-V-0117 | Inspect the valve for any leaks Proce
FHA-CALS | 7 | Yearly Sludge Blanket Analyzer calibration. -EICT | Transmitter, Sludge Blanket Level Analyzer, Thickener T-3011 | FHA-WWW-AIT-3011 | 4000000 | FHA-WWW-AIT-3041 | Calibration of the sludge blanket analyzer clean the sensor and reinstall it back
FHA-CALS | 7 | Yearly Sludge Blanket Analyzer calibration. -EICT | Transmitter, Sludge Blanket Level Analyzer, Thickener T-3011 | FHA-WWW-AIT-3011 | 1000000 | FHA-WWW-AIT-3011 | Calibration of the sludge blanket analyzer clean the sensor and reinstall it back
FHA-CALS | 7 | Yearly Sludge Blanket Analyzer calibration. -EICT | Transmitter, Sludge Blanket Level Analyzer, Thickener T-3011 | FHA-WWW-AIT-3011 | 2000000 | FHA-WWW-AIT-3031 | Calibration of the sludge blanket analyzer clean the sensor and reinstall it back
FHA-CALS | 7 | Yearly Sludge Blanket Analyzer calibration. -EICT | Transmitter, Sludge Blanket Level Analyzer, Thickener T-3011 | FHA-WWW-AIT-3011 | 3000000 | FHA-WWW-AIT-3021 | Calibration of the sludge blanket analyzer clean the sensor and reinstall it back
FHA-CALS | 16 | Annual-Weigh Scales Calibration-EICT/Contractor | Disinfection | FHA-DIS | 2000000 | FHA-CLA-WIT-0201 | Calibrate Weight Scale
FHA-CALS | 16 | Annual-Weigh Scales Calibration-EICT/Contractor | Disinfection | FHA-DIS | 1000000 | FHA-CLA-WIT-0101 | Calibrate Weight Scale
FHA-CALS | 16 | Annual-Weigh Scales Calibration-EICT/Contractor | Disinfection | FHA-DIS | 3000000 | FHA-CLB-WIT-0101 | Calibrate Weight Scale
FHA-CALS | 16 | Annual-Weigh Scales Calibration-EICT/Contractor | Disinfection | FHA-DIS | 4000000 | FHA-CLB-WIT-0201 | Calibrate Weight Scale
FHA-CALS | 16 | Annual-Weigh Scales Calibration-EICT/Contractor | Disinfection | FHA-DIS | 5000000 | FHA-DCL-WIT-0101 | Calibrate Weight Scale
FHA-CBM | 2 | 3 Years Pump Performance Check - Millwright | FHA-CBM | FHA-CBM | 1000000 | FHA-BW-P-0501 | Check pump performance
FHA-CBM | 2 | 3 Years Pump Performance Check - Millwright | FHA-CBM | FHA-CBM | 2000000 | FHA-BW-P-0601 | Check pump performance
FHA-CBM | 2 | 3 Years Pump Performance Check - Millwright | FHA-CBM | FHA-CBM | 3000000 | FHA-BW-P-0701 | Check pump performance
FHA-CBM | 4 | Transformer Oil sample Collection -Yearly EICT/Contractor | FHA-CBM | FHA-CBM | 1000000 | FHA-ELS-TR-0101 | Oil analysis of the 138 kV 24 kV transformer
FHA-CBM | 4 | Transformer Oil sample Collection -Yearly EICT/Contractor | FHA-CBM | FHA-CBM | 2000000 | FHA-ELS-TR-0102 | Oil analysis of the 138 kV 24 kV transformer
FHA-CBM | 4 | Transformer Oil sample Collection -Yearly EICT/Contractor | FHA-CBM | FHA-CBM | 3000000 | FHA-ELS-TR-0103 | Oil analysis of the 138 kV 24 kV transformer
FHA-CBM | 6 | 2.4 kV bus duct inspection -Ultrasonic testing -Yearly EICT/Contractor | Bus 2.4kV Switchgear, Pump Building Basement, West Side | FHA-ELS-BUS-5201 | 1000000 | FHA-ELS-BUS-5201 | Perform an ultrasonic inspection of the 24 kV bus duct
FHA-CBM | 6 | 2.4 kV bus duct inspection -Ultrasonic testing -Yearly EICT/Contractor | Bus 2.4kV Switchgear, Pump Building Basement, West Side | FHA-ELS-BUS-5201 | 3000000 | FHA-ELS-BUS-5203 | Perform an ultrasonic inspection of the 24 kV bus duct
FHA-CBM | 6 | 2.4 kV bus duct inspection -Ultrasonic testing -Yearly EICT/Contractor | Bus 2.4kV Switchgear, Pump Building Basement, West Side | FHA-ELS-BUS-5201 | 2000000 | FHA-ELS-BUS-5202 | Perform an ultrasonic inspection of the 24 kV bus duct
FHA-CBM | 7 | IR scan of the 2.4 kV bus bar - 2 Yearly EICT | Bus 2.4kV Switchgear, Pump Building Basement, West Side | FHA-ELS-BUS-5201 | 3000000 | FHA-ELS-BUS-5203 | Perform an IR scan of the 24 kV bus bar
FHA-CBM | 7 | IR scan of the 2.4 kV bus bar - 2 Yearly EICT | Bus 2.4kV Switchgear, Pump Building Basement, West Side | FHA-ELS-BUS-5201 | 1000000 | FHA-ELS-BUS-5201 | Perform an IR scan of the 24 kV bus bar
FHA-CBM | 7 | IR scan of the 2.4 kV bus bar - 2 Yearly EICT | Bus 2.4kV Switchgear, Pump Building Basement, West Side | FHA-ELS-BUS-5201 | 2000000 | FHA-ELS-BUS-5202 | Perform an IR scan of the 24 kV bus bar
FHA-CBM | 10 | Motor Current Analysis -Yearly - EICT/Contractor | Electrical | FHA-ELS | 2000000 | FHA-TRW-M-0200 | Perform Motor Current Analysis
FHA-CBM | 10 | Motor Current Analysis -Yearly - EICT/Contractor | Electrical | FHA-ELS | 1000000 | FHA-TRW-M-0100 | Perform Motor Current Analysis
FHA-CBM | 10 | Motor Current Analysis -Yearly - EICT/Contractor | Electrical | FHA-ELS | 3000000 | FHA-TRW-M-0300A | Perform Motor Current Analysis
FHA-CBM | 10 | Motor Current Analysis -Yearly - EICT/Contractor | Electrical | FHA-ELS | 4000000 | FHA-TRW-M-0300B | Perform Motor Current Analysis
FHA-CBM | 10 | Motor Current Analysis -Yearly - EICT/Contractor | Electrical | FHA-ELS | 7000000 | FHA-TRW-M-1400 | Perform Motor Current Analysis
FHA-CBM | 10 | Motor Current Analysis -Yearly - EICT/Contractor | Electrical | FHA-ELS | 5000000 | FHA-TRW-M-0400A | Perform Motor Current Analysis
FHA-CBM | 10 | Motor Current Analysis -Yearly - EICT/Contractor | Electrical | FHA-ELS | 9000000 | FHA-TRW-M-1600 | Perform Motor Current Analysis
FHA-CBM | 10 | Motor Current Analysis -Yearly - EICT/Contractor | Electrical | FHA-ELS | 6000000 | FHA-TRW-M-0400B | Perform Motor Current Analysis
FHA-CBM | 10 | Motor Current Analysis -Yearly - EICT/Contractor | Electrical | FHA-ELS | 10000000 | FHA-RW-M-0801 | Perform Motor Current Analysis
FHA-CBM | 10 | Motor Current Analysis -Yearly - EICT/Contractor | Electrical | FHA-ELS | 8000000 | FHA-TRW-M-1500 | Perform Motor Current Analysis
FHA-CBM | 10 | Motor Current Analysis -Yearly - EICT/Contractor | Electrical | FHA-ELS | 11000000 | FHA-RW-M-0901 | Perform Motor Current Analysis
FHA-CBM | 10 | Motor Current Analysis -Yearly - EICT/Contractor | Electrical | FHA-ELS | 12000000 | FHA-RW-M-1001 | Perform Motor Current Analysis
FHA-CBM | 10 | Motor Current Analysis -Yearly - EICT/Contractor | Electrical | FHA-ELS | 13000000 | FHA-RW-M-1101 | Perform Motor Current Analysis
FHA-CBM | 10 | Motor Current Analysis -Yearly - EICT/Contractor | Electrical | FHA-ELS | 14000000 | FHA-RW-M-1201 | Perform Motor Current Analysis
FHA-CBM | 10 | Motor Current Analysis -Yearly - EICT/Contractor | Electrical | FHA-ELS | 15000000 | FHA-RW-M-1301 | Perform Motor Current Analysis
FHA-CCS | 6 | 5 Year Phosphoric Acid Skid PRV Testing- Millwright | Corrosion Control | FHA-CCS | 2000000 | FHA-CCS-V-0209 | Bench Test the Pressure relief Valve
FHA-CCS | 6 | 5 Year Phosphoric Acid Skid PRV Testing- Millwright | Corrosion Control | FHA-CCS | 1000000 | FHA-CCS-V-0109 | Bench Test the Pressure relief Valve
FHA-CCS | 6 | 5 Year Phosphoric Acid Skid PRV Testing- Millwright | Corrosion Control | FHA-CCS | 3000000 | FHA-CCS-V-0309 | Bench Test the Pressure relief Valve
FHA-DCL | 15 | 5 Year SBS Skids PRV Testing -Millwright | Residue Management / Waste Water System | FHA-WWW | 2000000 | FHA-WWW-V-0706 | Bench Test the Pressure relief Valve
FHA-DCL | 15 | 5 Year SBS Skids PRV Testing -Millwright | Residue Management / Waste Water System | FHA-WWW | 1000000 | FHA-WWW-V-0707 | Bench Test the Pressure relief Valve
FHA-DCL | 15 | 5 Year SBS Skids PRV Testing -Millwright | Residue Management / Waste Water System | FHA-WWW | 3000000 | FHA-DCL-V-0706 | Bench Test the Pressure relief Valve
FHA-DCL | 15 | 5 Year SBS Skids PRV Testing -Millwright | Residue Management / Waste Water System | FHA-WWW | 4000000 | FHA-DCL-V-0806 | Bench Test the Pressure relief Valve
FHA-DCL | 17 | Quarterly Dechlorination Pump Recirculation | De-Chorination | FHA-DCL | 1000000 | FHA-DCL-P-0700 | Recirculate SBS Pump Back to SBS storage tank
FHA-DCL | 17 | Quarterly Dechlorination Pump Recirculation | De-Chorination | FHA-DCL | 2000000 | FHA-DCL-P-0800 | Recirculate SBS Pump Back to SBS storage tank
FHA-FAC | 12 | Gate maintenance - Annual -Contractor / Millwright | Buildings Maintenance | FHA-GRK-PRTY-0001 | 1000000 | FHA-GRK-DR-0100 | Do yearly maintenance er procedure Annual
FHA-FAC | 12 | Gate maintenance - Annual -Contractor / Millwright | Buildings Maintenance | FHA-GRK-PRTY-0001 | 2000000 | FHA-GRK-DR-0200 | Do yearly maintenance er procedure Annual
FHA-FAC | 13 | Gate maintenance - 4 Year -Contractor / Millwright | Buildings Maintenance | FHA-GRK-PRTY-0001 | 1000000 | FHA-GRK-DR-0100 | Do 4 yearly maintenance er procedure 4 YEAR
FHA-FAC | 13 | Gate maintenance - 4 Year -Contractor / Millwright | Buildings Maintenance | FHA-GRK-PRTY-0001 | 2000000 | FHA-GRK-DR-0200 | Do 4 yearly maintenance er procedure 4 YEAR
FHA-MCS | 1 | 6 Months Portable welder and Hydraulic Operator PM - Millwright | Machine Shop & Equipment | FHA-MCS-MEQ | 2000000 | FHA-MCS-MT-1301 | Visualy inspect check oil level start the engine and run for 15 min
FHA-MCS | 1 | 6 Months Portable welder and Hydraulic Operator PM - Millwright | Machine Shop & Equipment | FHA-MCS-MEQ | 1000000 | FHA-MCS-MT-1201 | Visualy inspect check oil level start the engine and run for 15 min
FHA-RTE | 16 | Monthly-SCBA Inspection-Legislative-Millwright/Contractor | Breathing Air Tanks (SCBA cylinders)-Vitual entity | FHA-SES-SCBA-CYLINDER | 1000000 | FHA-SES-SCBA-0012 | Inspect air tank and ill if required
FHA-RTE | 16 | Monthly-SCBA Inspection-Legislative-Millwright/Contractor | Breathing Air Tanks (SCBA cylinders)-Vitual entity | FHA-SES-SCBA-CYLINDER | 4000000 | FHA-SES-SCBA-0015 | Inspect air tank and ill if required
FHA-RTE | 16 | Monthly-SCBA Inspection-Legislative-Millwright/Contractor | Breathing Air Tanks (SCBA cylinders)-Vitual entity | FHA-SES-SCBA-CYLINDER | 2000000 | FHA-SES-SCBA-0013 | Inspect air tank and ill if required
FHA-RTE | 16 | Monthly-SCBA Inspection-Legislative-Millwright/Contractor | Breathing Air Tanks (SCBA cylinders)-Vitual entity | FHA-SES-SCBA-CYLINDER | 5000000 | FHA-SES-SCBA-0016 | Inspect air tank and ill if required
FHA-RTE | 16 | Monthly-SCBA Inspection-Legislative-Millwright/Contractor | Breathing Air Tanks (SCBA cylinders)-Vitual entity | FHA-SES-SCBA-CYLINDER | 3000000 | FHA-SES-SCBA-0014 | Inspect air tank and ill if required
FHA-RTE | 16 | Monthly-SCBA Inspection-Legislative-Millwright/Contractor | Breathing Air Tanks (SCBA cylinders)-Vitual entity | FHA-SES-SCBA-CYLINDER | 7000000 | FHA-SES-SCBA-0026 | Inspect air tank and ill if required
FHA-RTE | 16 | Monthly-SCBA Inspection-Legislative-Millwright/Contractor | Breathing Air Tanks (SCBA cylinders)-Vitual entity | FHA-SES-SCBA-CYLINDER | 6000000 | FHA-SES-SCBA-0017 | Inspect air tank and ill if required
FHA-RTE | 16 | Monthly-SCBA Inspection-Legislative-Millwright/Contractor | Breathing Air Tanks (SCBA cylinders)-Vitual entity | FHA-SES-SCBA-CYLINDER | 12000000 | FHA-SES-SCBA-0031 | Inspect air tank and ill if required
FHA-RTE | 16 | Monthly-SCBA Inspection-Legislative-Millwright/Contractor | Breathing Air Tanks (SCBA cylinders)-Vitual entity | FHA-SES-SCBA-CYLINDER | 8000000 | FHA-SES-SCBA-0027 | Inspect air tank and ill if required
FHA-RTE | 16 | Monthly-SCBA Inspection-Legislative-Millwright/Contractor | Breathing Air Tanks (SCBA cylinders)-Vitual entity | FHA-SES-SCBA-CYLINDER | 15000000 | FHA-SES-SCBA-0034 | Inspect air tank and ill if required
FHA-RTE | 16 | Monthly-SCBA Inspection-Legislative-Millwright/Contractor | Breathing Air Tanks (SCBA cylinders)-Vitual entity | FHA-SES-SCBA-CYLINDER | 9000000 | FHA-SES-SCBA-0028 | Inspect air tank and ill if required
FHA-RTE | 16 | Monthly-SCBA Inspection-Legislative-Millwright/Contractor | Breathing Air Tanks (SCBA cylinders)-Vitual entity | FHA-SES-SCBA-CYLINDER | 17000000 | FHA-SES-SCBA-0036 | Inspect air tank and ill if required
FHA-RTE | 16 | Monthly-SCBA Inspection-Legislative-Millwright/Contractor | Breathing Air Tanks (SCBA cylinders)-Vitual entity | FHA-SES-SCBA-CYLINDER | 10000000 | FHA-SES-SCBA-0029 | Inspect air tank and ill if required
FHA-RTE | 16 | Monthly-SCBA Inspection-Legislative-Millwright/Contractor | Breathing Air Tanks (SCBA cylinders)-Vitual entity | FHA-SES-SCBA-CYLINDER | 18000000 | FHA-SES-SCBA-0037 | Inspect air tank and ill if required
FHA-RTE | 16 | Monthly-SCBA Inspection-Legislative-Millwright/Contractor | Breathing Air Tanks (SCBA cylinders)-Vitual entity | FHA-SES-SCBA-CYLINDER | 11000000 | FHA-SES-SCBA-0030 | Inspect air tank and ill if required
FHA-RTE | 16 | Monthly-SCBA Inspection-Legislative-Millwright/Contractor | Breathing Air Tanks (SCBA cylinders)-Vitual entity | FHA-SES-SCBA-CYLINDER | 19000000 | FHA-SES-SCBA-0038 | Inspect air tank and ill if required
FHA-RTE | 16 | Monthly-SCBA Inspection-Legislative-Millwright/Contractor | Breathing Air Tanks (SCBA cylinders)-Vitual entity | FHA-SES-SCBA-CYLINDER | 13000000 | FHA-SES-SCBA-0032 | Inspect air tank and ill if required
FHA-RTE | 16 | Monthly-SCBA Inspection-Legislative-Millwright/Contractor | Breathing Air Tanks (SCBA cylinders)-Vitual entity | FHA-SES-SCBA-CYLINDER | 20000000 | FHA-SES-SCBA-0039 | Inspect air tank and ill if required
FHA-RTE | 16 | Monthly-SCBA Inspection-Legislative-Millwright/Contractor | Breathing Air Tanks (SCBA cylinders)-Vitual entity | FHA-SES-SCBA-CYLINDER | 14000000 | FHA-SES-SCBA-0033 | Inspect air tank and ill if required
FHA-RTE | 16 | Monthly-SCBA Inspection-Legislative-Millwright/Contractor | Breathing Air Tanks (SCBA cylinders)-Vitual entity | FHA-SES-SCBA-CYLINDER | 21000000 | FHA-SES-SCBA-0040 | Inspect air tank and ill if required
FHA-RTE | 16 | Monthly-SCBA Inspection-Legislative-Millwright/Contractor | Breathing Air Tanks (SCBA cylinders)-Vitual entity | FHA-SES-SCBA-CYLINDER | 16000000 | FHA-SES-SCBA-0035 | Inspect air tank and ill if required
FHA-RTE | 16 | Monthly-SCBA Inspection-Legislative-Millwright/Contractor | Breathing Air Tanks (SCBA cylinders)-Vitual entity | FHA-SES-SCBA-CYLINDER | 22000000 | FHA-SES-SCBA-0041 | Inspect air tank and ill if required
FHA-RTE | 16 | Monthly-SCBA Inspection-Legislative-Millwright/Contractor | Breathing Air Tanks (SCBA cylinders)-Vitual entity | FHA-SES-SCBA-CYLINDER | 23000000 | FHA-SES-SCBA-0042 | Inspect air tank and ill if required
FHA-RTE | 16 | Monthly-SCBA Inspection-Legislative-Millwright/Contractor | Breathing Air Tanks (SCBA cylinders)-Vitual entity | FHA-SES-SCBA-CYLINDER | 24000000 | FHA-SES-SCBA-0043 | Inspect air tank and ill if required
FHA-RTE | 16 | Monthly-SCBA Inspection-Legislative-Millwright/Contractor | Breathing Air Tanks (SCBA cylinders)-Vitual entity | FHA-SES-SCBA-CYLINDER | 25000000 | FHA-SES-SCBA-0044 | Inspect air tank and ill if required
FHA-RTE | 16 | Monthly-SCBA Inspection-Legislative-Millwright/Contractor | Breathing Air Tanks (SCBA cylinders)-Vitual entity | FHA-SES-SCBA-CYLINDER | 26000000 | FHA-SES-SCBA-0045 | Inspect air tank and ill if required
FHA-RTE | 16 | Monthly-SCBA Inspection-Legislative-Millwright/Contractor | Breathing Air Tanks (SCBA cylinders)-Vitual entity | FHA-SES-SCBA-CYLINDER | 29000000 | FHA-SES-SCBA-0048 | Inspect air tank and ill if required
FHA-RTE | 16 | Monthly-SCBA Inspection-Legislative-Millwright/Contractor | Breathing Air Tanks (SCBA cylinders)-Vitual entity | FHA-SES-SCBA-CYLINDER | 27000000 | FHA-SES-SCBA-0046 | Inspect air tank and ill if required
FHA-RTE | 16 | Monthly-SCBA Inspection-Legislative-Millwright/Contractor | Breathing Air Tanks (SCBA cylinders)-Vitual entity | FHA-SES-SCBA-CYLINDER | 30000000 | FHA-SES-SCBA-0049 | Inspect air tank and ill if required
FHA-RTE | 16 | Monthly-SCBA Inspection-Legislative-Millwright/Contractor | Breathing Air Tanks (SCBA cylinders)-Vitual entity | FHA-SES-SCBA-CYLINDER | 28000000 | FHA-SES-SCBA-0047 | Inspect air tank and ill if required
FHA-RTE | 16 | Monthly-SCBA Inspection-Legislative-Millwright/Contractor | Breathing Air Tanks (SCBA cylinders)-Vitual entity | FHA-SES-SCBA-CYLINDER | 31000000 | FHA-SES-SCBA-0050 | Inspect air tank and ill if required
FHA-RTE | 18 | Clean and Flush sample and drain lines "Daily as required" -Weekly PM - EICT | FHA-Routine | FHA-RTE | 1000000 | FHA-WWW-AIT-0005 | Clean and Flush sample and drain lines Daily as required procedure
FHA-RTE | 18 | Clean and Flush sample and drain lines "Daily as required" -Weekly PM - EICT | FHA-Routine | FHA-RTE | 2000000 | FHA-WWW-AIT-0006 | Clean and Flush sample and drain lines Daily as required procedure
FHA-RTE | 18 | Clean and Flush sample and drain lines "Daily as required" -Weekly PM - EICT | FHA-Routine | FHA-RTE | 3000000 | FHA-WWW-AIT-0007 | Clean and Flush sample and drain lines Daily as required procedure
FHA-RTE | 18 | Clean and Flush sample and drain lines "Daily as required" -Weekly PM - EICT | FHA-Routine | FHA-RTE | 4000000 | FHA-WWW-AIT-0008 | Clean and Flush sample and drain lines Daily as required procedure
FHA-RW | 3 | 6 Month Raw Water Screen Lubrication PM - Millwright | Screen, Bar, Travelling Water, Pump Building, Intake and Screen Room | FHA-RW-SC-0101 | 4000000 | FHA-RW-SC-0401 | Lubrication of the traveling screen drive chain top sprocket drive shaft bearings
FHA-RW | 3 | 6 Month Raw Water Screen Lubrication PM - Millwright | Screen, Bar, Travelling Water, Pump Building, Intake and Screen Room | FHA-RW-SC-0101 | 1000000 | FHA-RW-SC-0101 | Lubrication of the traveling screen drive chain top sprocket drive shaft bearings
FHA-RW | 3 | 6 Month Raw Water Screen Lubrication PM - Millwright | Screen, Bar, Travelling Water, Pump Building, Intake and Screen Room | FHA-RW-SC-0101 | 6000000 | FHA-RW-SC-0601 | Lubrication of the traveling screen drive chain top sprocket drive shaft bearings
FHA-RW | 3 | 6 Month Raw Water Screen Lubrication PM - Millwright | Screen, Bar, Travelling Water, Pump Building, Intake and Screen Room | FHA-RW-SC-0101 | 2000000 | FHA-RW-SC-0201 | Lubrication of the traveling screen drive chain top sprocket drive shaft bearings
FHA-RW | 3 | 6 Month Raw Water Screen Lubrication PM - Millwright | Screen, Bar, Travelling Water, Pump Building, Intake and Screen Room | FHA-RW-SC-0101 | 7000000 | FHA-RW-SC-0701 | Lubrication of the traveling screen drive chain top sprocket drive shaft bearings
FHA-RW | 3 | 6 Month Raw Water Screen Lubrication PM - Millwright | Screen, Bar, Travelling Water, Pump Building, Intake and Screen Room | FHA-RW-SC-0101 | 3000000 | FHA-RW-SC-0301 | Lubrication of the traveling screen drive chain top sprocket drive shaft bearings
FHA-RW | 3 | 6 Month Raw Water Screen Lubrication PM - Millwright | Screen, Bar, Travelling Water, Pump Building, Intake and Screen Room | FHA-RW-SC-0101 | 8000000 | FHA-RW-SC-0801 | Lubrication of the traveling screen drive chain top sprocket drive shaft bearings
FHA-RW | 3 | 6 Month Raw Water Screen Lubrication PM - Millwright | Screen, Bar, Travelling Water, Pump Building, Intake and Screen Room | FHA-RW-SC-0101 | 5000000 | FHA-RW-SC-0501 | Lubrication of the traveling screen drive chain top sprocket drive shaft bearings
FHA-RW | 4 | Yearly Trash Conduit Level Switches Test -EICT | Switch, Level, High, South Trash Trough, Pump Building, Intake and Screen Room | FHA-RW-LSH-0001 | 1000000 | FHA-RW-LSH-0001 | Functional test of the trash conduit high level alarm float switches
FHA-RW | 4 | Yearly Trash Conduit Level Switches Test -EICT | Switch, Level, High, South Trash Trough, Pump Building, Intake and Screen Room | FHA-RW-LSH-0001 | 2000000 | FHA-RW-LSH-0002 | Functional test of the trash conduit high level alarm float switches
FHA-RW | 10 | 11 Years RW Screen Sluice Gates PM | Screen, Bar, Travelling Water, Pump Building, Intake and Screen Room | FHA-RW-SC-0101 | 1000000 | FHA-RW-G-0101 | Inspect the RW screen chamber sluice gate limits mechanisms for signs of wear
FHA-RW | 10 | 11 Years RW Screen Sluice Gates PM | Screen, Bar, Travelling Water, Pump Building, Intake and Screen Room | FHA-RW-SC-0101 | 2000000 | FHA-RW-G-0102 | Inspect the RW screen chamber sluice gate limits mechanisms for signs of wear
FHA-RW | 10 | 11 Years RW Screen Sluice Gates PM | Screen, Bar, Travelling Water, Pump Building, Intake and Screen Room | FHA-RW-SC-0201 | 1000000 | FHA-RW-G-0201 | Inspect the RW screen chamber sluice gate limits mechanisms for signs of wear
FHA-RW | 10 | 11 Years RW Screen Sluice Gates PM | Screen, Bar, Travelling Water, Pump Building, Intake and Screen Room | FHA-RW-SC-0201 | 2000000 | FHA-RW-G-0202 | Inspect the RW screen chamber sluice gate limits mechanisms for signs of wear
FHA-RW | 10 | 11 Years RW Screen Sluice Gates PM | Screen, Bar, Travelling Water, Pump Building, Intake and Screen Room | FHA-RW-SC-0301 | 1000000 | FHA-RW-G-0301 | Inspect the RW screen chamber sluice gate limits mechanisms for signs of wear
FHA-RW | 10 | 11 Years RW Screen Sluice Gates PM | Screen, Bar, Travelling Water, Pump Building, Intake and Screen Room | FHA-RW-SC-0301 | 2000000 | FHA-RW-G-0302 | Inspect the RW screen chamber sluice gate limits mechanisms for signs of wear
FHA-RW | 10 | 11 Years RW Screen Sluice Gates PM | Screen, Bar, Travelling Water, Pump Building, Intake and Screen Room | FHA-RW-SC-0401 | 1000000 | FHA-RW-G-0401 | Inspect the RW screen chamber sluice gate limits mechanisms for signs of wear
FHA-RW | 10 | 11 Years RW Screen Sluice Gates PM | Screen, Bar, Travelling Water, Pump Building, Intake and Screen Room | FHA-RW-SC-0401 | 2000000 | FHA-RW-G-0402 | Inspect the RW screen chamber sluice gate limits mechanisms for signs of wear
FHA-RW | 10 | 11 Years RW Screen Sluice Gates PM | Screen, Bar, Travelling Water, Pump Building, Intake and Screen Room | FHA-RW-SC-0501 | 1000000 | FHA-RW-G-0501 | Inspect the RW screen chamber sluice gate limits mechanisms for signs of wear
FHA-RW | 10 | 11 Years RW Screen Sluice Gates PM | Screen, Bar, Travelling Water, Pump Building, Intake and Screen Room | FHA-RW-SC-0501 | 2000000 | FHA-RW-G-0502 | Inspect the RW screen chamber sluice gate limits mechanisms for signs of wear
FHA-RW | 10 | 11 Years RW Screen Sluice Gates PM | Screen, Bar, Travelling Water, Pump Building, Intake and Screen Room | FHA-RW-SC-0601 | 1000000 | FHA-RW-G-0601 | Inspect the RW screen chamber sluice gate limits mechanisms for signs of wear
FHA-RW | 10 | 11 Years RW Screen Sluice Gates PM | Screen, Bar, Travelling Water, Pump Building, Intake and Screen Room | FHA-RW-SC-0601 | 2000000 | FHA-RW-G-0602 | Inspect the RW screen chamber sluice gate limits mechanisms for signs of wear
FHA-RW | 10 | 11 Years RW Screen Sluice Gates PM | Screen, Bar, Travelling Water, Pump Building, Intake and Screen Room | FHA-RW-SC-0701 | 1000000 | FHA-RW-G-0701 | Inspect the RW screen chamber sluice gate limits mechanisms for signs of wear
FHA-RW | 10 | 11 Years RW Screen Sluice Gates PM | Screen, Bar, Travelling Water, Pump Building, Intake and Screen Room | FHA-RW-SC-0701 | 2000000 | FHA-RW-G-0702 | Inspect the RW screen chamber sluice gate limits mechanisms for signs of wear
FHA-RW | 10 | 11 Years RW Screen Sluice Gates PM | Screen, Bar, Travelling Water, Pump Building, Intake and Screen Room | FHA-RW-SC-0801 | 1000000 | FHA-RW-G-0801 | Inspect the RW screen chamber sluice gate limits mechanisms for signs of wear
FHA-RW | 10 | 11 Years RW Screen Sluice Gates PM | Screen, Bar, Travelling Water, Pump Building, Intake and Screen Room | FHA-RW-SC-0801 | 2000000 | FHA-RW-G-0802 | Inspect the RW screen chamber sluice gate limits mechanisms for signs of wear
FHA-SB | 11 | Legislative 3 Year Gas Detectors PM -EICT | Controller, Cl2/SO2 Gas Detection, Filter Building, Cl2/SO2 Storage Room | FHA-CLA-AIC-0101 | 2000000 | FHA-CLA-AIC-0102 | Replace the receiver back up battery
FHA-SB | 11 | Legislative 3 Year Gas Detectors PM -EICT | Controller, Cl2/SO2 Gas Detection, Filter Building, Cl2/SO2 Storage Room | FHA-CLA-AIC-0101 | 1000000 | FHA-CLA-AIC-0101 | Replace the receiver back up battery
FHA-SB | 11 | Legislative 3 Year Gas Detectors PM -EICT | Controller, Cl2/SO2 Gas Detection, Filter Building, Cl2/SO2 Storage Room | FHA-CLA-AIC-0101 | 3000000 | FHA-SM-ANL-0101 | Replace the receiver back up battery
FHA-SB | 11 | Legislative 3 Year Gas Detectors PM -EICT | Controller, Cl2/SO2 Gas Detection, Filter Building, Cl2/SO2 Storage Room | FHA-CLA-AIC-0101 | 4000000 | FHA-DCL-AIC-0101 | Replace the receiver back up battery
FHA-SB | 11 | Legislative 3 Year Gas Detectors PM -EICT | Controller, Cl2/SO2 Gas Detection, Filter Building, Cl2/SO2 Storage Room | FHA-CLA-AIC-0101 | 5000000 | FHA-ZMC-AIC-0101 | Replace the receiver back up battery
FHA-SES | 22 | Yearly Ladder Inspection PM- Millwright | Safety & Environmental Services | FHA-SES | 1000000 | FHA-SES-LDR-0511 | Ladder Condition Inspection
FHA-SES | 22 | Yearly Ladder Inspection PM- Millwright | Safety & Environmental Services | FHA-SES | 5000000 | FHA-SES-LDR-0301 | Ladder Condition Inspection
FHA-SES | 22 | Yearly Ladder Inspection PM- Millwright | Safety & Environmental Services | FHA-SES | 2000000 | FHA-SES-LDR-0103 | Ladder Condition Inspection
FHA-SES | 22 | Yearly Ladder Inspection PM- Millwright | Safety & Environmental Services | FHA-SES | 6000000 | FHA-SES-LDR-0312 | Ladder Condition Inspection
FHA-SES | 22 | Yearly Ladder Inspection PM- Millwright | Safety & Environmental Services | FHA-SES | 3000000 | FHA-SES-LDR-0412 | Ladder Condition Inspection
FHA-SES | 22 | Yearly Ladder Inspection PM- Millwright | Safety & Environmental Services | FHA-SES | 8000000 | FHA-SES-LDR-0901 | Ladder Condition Inspection
FHA-SES | 22 | Yearly Ladder Inspection PM- Millwright | Safety & Environmental Services | FHA-SES | 4000000 | FHA-SES-LDR-0413 | Ladder Condition Inspection
FHA-SES | 22 | Yearly Ladder Inspection PM- Millwright | Safety & Environmental Services | FHA-SES | 13000000 | FHA-SES-LDR-0416 | Ladder Condition Inspection
FHA-SES | 22 | Yearly Ladder Inspection PM- Millwright | Safety & Environmental Services | FHA-SES | 7000000 | FHA-SES-LDR-0501 | Ladder Condition Inspection
FHA-SES | 22 | Yearly Ladder Inspection PM- Millwright | Safety & Environmental Services | FHA-SES | 14000000 | FHA-SES-LDR-0401 | Ladder Condition Inspection
FHA-SES | 22 | Yearly Ladder Inspection PM- Millwright | Safety & Environmental Services | FHA-SES | 9000000 | FHA-SES-LDR-0302 | Ladder Condition Inspection
FHA-SES | 22 | Yearly Ladder Inspection PM- Millwright | Safety & Environmental Services | FHA-SES | 16000000 | FHA-SES-LDR-0109 | Ladder Condition Inspection
FHA-SES | 22 | Yearly Ladder Inspection PM- Millwright | Safety & Environmental Services | FHA-SES | 10000000 | FHA-SES-LDR-0423 | Ladder Condition Inspection
FHA-SES | 22 | Yearly Ladder Inspection PM- Millwright | Safety & Environmental Services | FHA-SES | 17000000 | FHA-SES-LDR-0104 | Ladder Condition Inspection
FHA-SES | 22 | Yearly Ladder Inspection PM- Millwright | Safety & Environmental Services | FHA-SES | 11000000 | FHA-SES-LDR-0425 | Ladder Condition Inspection
FHA-SES | 22 | Yearly Ladder Inspection PM- Millwright | Safety & Environmental Services | FHA-SES | 18000000 | FHA-SES-LDR-0902 | Ladder Condition Inspection
FHA-SES | 22 | Yearly Ladder Inspection PM- Millwright | Safety & Environmental Services | FHA-SES | 12000000 | FHA-SES-LDR-0409 | Ladder Condition Inspection
FHA-SES | 22 | Yearly Ladder Inspection PM- Millwright | Safety & Environmental Services | FHA-SES | 19000000 | FHA-SES-LDR-0516 | Ladder Condition Inspection
FHA-SES | 22 | Yearly Ladder Inspection PM- Millwright | Safety & Environmental Services | FHA-SES | 15000000 | FHA-SES-LDR-0406 | Ladder Condition Inspection
FHA-SES | 22 | Yearly Ladder Inspection PM- Millwright | Safety & Environmental Services | FHA-SES | 20000000 | FHA-SES-LDR-0512 | Ladder Condition Inspection
FHA-SES | 22 | Yearly Ladder Inspection PM- Millwright | Safety & Environmental Services | FHA-SES | 24000000 | FHA-SES-LDR-0402 | Ladder Condition Inspection
FHA-SES | 22 | Yearly Ladder Inspection PM- Millwright | Safety & Environmental Services | FHA-SES | 21000000 | FHA-SES-LDR-0304 | Ladder Condition Inspection
FHA-SES | 22 | Yearly Ladder Inspection PM- Millwright | Safety & Environmental Services | FHA-SES | 28000000 | FHA-SES-LDR-0424 | Ladder Condition Inspection
FHA-SES | 22 | Yearly Ladder Inspection PM- Millwright | Safety & Environmental Services | FHA-SES | 22000000 | FHA-SES-LDR-0411 | Ladder Condition Inspection
FHA-SES | 22 | Yearly Ladder Inspection PM- Millwright | Safety & Environmental Services | FHA-SES | 29000000 | FHA-SES-LDR-0520 | Ladder Condition Inspection
FHA-SES | 22 | Yearly Ladder Inspection PM- Millwright | Safety & Environmental Services | FHA-SES | 23000000 | FHA-SES-LDR-0410 | Ladder Condition Inspection
FHA-SES | 22 | Yearly Ladder Inspection PM- Millwright | Safety & Environmental Services | FHA-SES | 30000000 | FHA-SES-LDR-0505 | Ladder Condition Inspection
FHA-SES | 22 | Yearly Ladder Inspection PM- Millwright | Safety & Environmental Services | FHA-SES | 25000000 | FHA-SES-LDR-0309 | Ladder Condition Inspection
FHA-SES | 22 | Yearly Ladder Inspection PM- Millwright | Safety & Environmental Services | FHA-SES | 33000000 | FHA-SES-LDR-0310 | Ladder Condition Inspection
FHA-SES | 22 | Yearly Ladder Inspection PM- Millwright | Safety & Environmental Services | FHA-SES | 26000000 | FHA-SES-LDR-0110 | Ladder Condition Inspection
FHA-SES | 22 | Yearly Ladder Inspection PM- Millwright | Safety & Environmental Services | FHA-SES | 34000000 | FHA-SES-LDR-0102 | Ladder Condition Inspection
FHA-SES | 22 | Yearly Ladder Inspection PM- Millwright | Safety & Environmental Services | FHA-SES | 27000000 | FHA-SES-LDR-0101 | Ladder Condition Inspection
FHA-SES | 22 | Yearly Ladder Inspection PM- Millwright | Safety & Environmental Services | FHA-SES | 35000000 | FHA-SES-LDR-0106 | Ladder Condition Inspection
FHA-SES | 22 | Yearly Ladder Inspection PM- Millwright | Safety & Environmental Services | FHA-SES | 31000000 | FHA-SES-LDR-0506 | Ladder Condition Inspection
FHA-SES | 22 | Yearly Ladder Inspection PM- Millwright | Safety & Environmental Services | FHA-SES | 36000000 | FHA-SES-LDR-0107 | Ladder Condition Inspection
FHA-SES | 22 | Yearly Ladder Inspection PM- Millwright | Safety & Environmental Services | FHA-SES | 32000000 | FHA-SES-LDR-0503 | Ladder Condition Inspection
FHA-SES | 22 | Yearly Ladder Inspection PM- Millwright | Safety & Environmental Services | FHA-SES | 37000000 | FHA-SES-LDR-0311 | Ladder Condition Inspection
FHA-SES | 22 | Yearly Ladder Inspection PM- Millwright | Safety & Environmental Services | FHA-SES | 45000000 | FHA-SES-LDR-0515 | Ladder Condition Inspection
FHA-SES | 22 | Yearly Ladder Inspection PM- Millwright | Safety & Environmental Services | FHA-SES | 38000000 | FHA-SES-LDR-0417 | Ladder Condition Inspection
FHA-SES | 22 | Yearly Ladder Inspection PM- Millwright | Safety & Environmental Services | FHA-SES | 49000000 | FHA-SES-LDR-0115 | Ladder Condition Inspection
FHA-SES | 22 | Yearly Ladder Inspection PM- Millwright | Safety & Environmental Services | FHA-SES | 39000000 | FHA-SES-LDR-0418 | Ladder Condition Inspection
FHA-SES | 22 | Yearly Ladder Inspection PM- Millwright | Safety & Environmental Services | FHA-SES | 52000000 | FHA-SES-LDR-0519 | Ladder Condition Inspection
FHA-SES | 22 | Yearly Ladder Inspection PM- Millwright | Safety & Environmental Services | FHA-SES | 40000000 | FHA-SES-LDR-0517 | Ladder Condition Inspection
FHA-SES | 22 | Yearly Ladder Inspection PM- Millwright | Safety & Environmental Services | FHA-SES | 54000000 | FHA-SES-LDR-0507 | Ladder Condition Inspection
FHA-SES | 22 | Yearly Ladder Inspection PM- Millwright | Safety & Environmental Services | FHA-SES | 41000000 | FHA-SES-LDR-0513 | Ladder Condition Inspection
FHA-SES | 22 | Yearly Ladder Inspection PM- Millwright | Safety & Environmental Services | FHA-SES | 55000000 | FHA-SES-LDR-0306 | Ladder Condition Inspection
FHA-SES | 22 | Yearly Ladder Inspection PM- Millwright | Safety & Environmental Services | FHA-SES | 42000000 | FHA-SES-LDR-0504 | Ladder Condition Inspection
FHA-SES | 22 | Yearly Ladder Inspection PM- Millwright | Safety & Environmental Services | FHA-SES | 60000000 | FHA-SES-LDR-0508 | Ladder Condition Inspection
FHA-SES | 22 | Yearly Ladder Inspection PM- Millwright | Safety & Environmental Services | FHA-SES | 43000000 | FHA-SES-LDR-0105 | Ladder Condition Inspection
FHA-SES | 22 | Yearly Ladder Inspection PM- Millwright | Safety & Environmental Services | FHA-SES | 62000000 | FHA-SES-LD-0062 | Ladder Condition Inspection
FHA-SES | 22 | Yearly Ladder Inspection PM- Millwright | Safety & Environmental Services | FHA-SES | 44000000 | FHA-SES-LDR-0108 | Ladder Condition Inspection
FHA-SES | 22 | Yearly Ladder Inspection PM- Millwright | Safety & Environmental Services | FHA-SES | 67000000 | FHA-SES-LDR-0307 | Ladder Condition Inspection
FHA-SES | 22 | Yearly Ladder Inspection PM- Millwright | Safety & Environmental Services | FHA-SES | 46000000 | FHA-SES-LDR-0403 | Ladder Condition Inspection
FHA-SES | 22 | Yearly Ladder Inspection PM- Millwright | Safety & Environmental Services | FHA-SES | 68000000 | FHA-SES-LDR-0420 | Ladder Condition Inspection
FHA-SES | 22 | Yearly Ladder Inspection PM- Millwright | Safety & Environmental Services | FHA-SES | 47000000 | FHA-SES-LDR-0305 | Ladder Condition Inspection
FHA-SES | 22 | Yearly Ladder Inspection PM- Millwright | Safety & Environmental Services | FHA-SES | 70000000 | FHA-SES-LDR-0118 | Ladder Condition Inspection
FHA-SES | 22 | Yearly Ladder Inspection PM- Millwright | Safety & Environmental Services | FHA-SES | 48000000 | FHA-SES-LDR-0303 | Ladder Condition Inspection
FHA-SES | 22 | Yearly Ladder Inspection PM- Millwright | Safety & Environmental Services | FHA-SES | 73000000 | FHA-SES-LDR-0117 | Ladder Condition Inspection
FHA-SES | 22 | Yearly Ladder Inspection PM- Millwright | Safety & Environmental Services | FHA-SES | 50000000 | FHA-SES-LDR-0414 | Ladder Condition Inspection
FHA-SES | 22 | Yearly Ladder Inspection PM- Millwright | Safety & Environmental Services | FHA-SES | 76000000 | FHA-SES-LDR-0502 | Ladder Condition Inspection
FHA-SES | 22 | Yearly Ladder Inspection PM- Millwright | Safety & Environmental Services | FHA-SES | 51000000 | FHA-SES-LDR-0419 | Ladder Condition Inspection
FHA-SES | 22 | Yearly Ladder Inspection PM- Millwright | Safety & Environmental Services | FHA-SES | 77000000 | FHA-SES-LDR-0510 | Ladder Condition Inspection
FHA-SES | 22 | Yearly Ladder Inspection PM- Millwright | Safety & Environmental Services | FHA-SES | 53000000 | FHA-SES-LDR-0521 | Ladder Condition Inspection
FHA-SES | 22 | Yearly Ladder Inspection PM- Millwright | Safety & Environmental Services | FHA-SES | 78000000 | FHA-SES-LDR-0308 | Ladder Condition Inspection
FHA-SES | 22 | Yearly Ladder Inspection PM- Millwright | Safety & Environmental Services | FHA-SES | 56000000 | FHA-SES-LDR-0111 | Ladder Condition Inspection
FHA-SES | 22 | Yearly Ladder Inspection PM- Millwright | Safety & Environmental Services | FHA-SES | 79000000 | FHA-SES-LDR-0514 | Ladder Condition Inspection
FHA-SES | 22 | Yearly Ladder Inspection PM- Millwright | Safety & Environmental Services | FHA-SES | 57000000 | FHA-SES-LDR-0522 | Ladder Condition Inspection
FHA-SES | 22 | Yearly Ladder Inspection PM- Millwright | Safety & Environmental Services | FHA-SES | 80000000 | FHA-SES-LDR-0112 | Ladder Condition Inspection
FHA-SES | 22 | Yearly Ladder Inspection PM- Millwright | Safety & Environmental Services | FHA-SES | 58000000 | FHA-SES-LDR-0518 | Ladder Condition Inspection
FHA-SES | 22 | Yearly Ladder Inspection PM- Millwright | Safety & Environmental Services | FHA-SES | 82000000 | FHA-SES-LDR-0114 | Ladder Condition Inspection
FHA-SES | 22 | Yearly Ladder Inspection PM- Millwright | Safety & Environmental Services | FHA-SES | 59000000 | FHA-SES-LDR-0523 | Ladder Condition Inspection
FHA-SES | 22 | Yearly Ladder Inspection PM- Millwright | Safety & Environmental Services | FHA-SES | 83000000 | FHA-SES-LD-0083 | Ladder Condition Inspection
FHA-SES | 22 | Yearly Ladder Inspection PM- Millwright | Safety & Environmental Services | FHA-SES | 61000000 | FHA-SES-LDR-0509 | Ladder Condition Inspection
FHA-SES | 22 | Yearly Ladder Inspection PM- Millwright | Safety & Environmental Services | FHA-SES | 84000000 | FHA-SES-LD-0084 | Ladder Condition Inspection
FHA-SES | 22 | Yearly Ladder Inspection PM- Millwright | Safety & Environmental Services | FHA-SES | 63000000 | FHA-SES-LDR-0415 | Ladder Condition Inspection
FHA-SES | 22 | Yearly Ladder Inspection PM- Millwright | Safety & Environmental Services | FHA-SES | 85000000 | FHA-SES-LD-0085 | Ladder Condition Inspection
FHA-SES | 22 | Yearly Ladder Inspection PM- Millwright | Safety & Environmental Services | FHA-SES | 64000000 | FHA-SES-LDR-0404 | Ladder Condition Inspection
FHA-SES | 22 | Yearly Ladder Inspection PM- Millwright | Safety & Environmental Services | FHA-SES | 86000000 | FHA-SES-LD-0086 | Ladder Condition Inspection
FHA-SES | 22 | Yearly Ladder Inspection PM- Millwright | Safety & Environmental Services | FHA-SES | 65000000 | FHA-SES-LDR-0407 | Ladder Condition Inspection
FHA-SES | 22 | Yearly Ladder Inspection PM- Millwright | Safety & Environmental Services | FHA-SES | 87000000 | FHA-SES-LD-0087 | Ladder Condition Inspection
FHA-SES | 22 | Yearly Ladder Inspection PM- Millwright | Safety & Environmental Services | FHA-SES | 66000000 | FHA-SES-LDR-0524 | Ladder Condition Inspection
FHA-SES | 22 | Yearly Ladder Inspection PM- Millwright | Safety & Environmental Services | FHA-SES | 89000000 | FHA-SES-LD-0089 | Ladder Condition Inspection
FHA-SES | 22 | Yearly Ladder Inspection PM- Millwright | Safety & Environmental Services | FHA-SES | 69000000 | FHA-SES-LDR-0421 | Ladder Condition Inspection
FHA-SES | 22 | Yearly Ladder Inspection PM- Millwright | Safety & Environmental Services | FHA-SES | 100000000 | FHA-SES-LD-0100 | Ladder Condition Inspection
FHA-SES | 22 | Yearly Ladder Inspection PM- Millwright | Safety & Environmental Services | FHA-SES | 71000000 | FHA-SES-LDR-0408 | Ladder Condition Inspection
FHA-SES | 22 | Yearly Ladder Inspection PM- Millwright | Safety & Environmental Services | FHA-SES | 72000000 | FHA-SES-LDR-0116 | Ladder Condition Inspection
FHA-SES | 22 | Yearly Ladder Inspection PM- Millwright | Safety & Environmental Services | FHA-SES | 74000000 | FHA-SES-LDR-0405 | Ladder Condition Inspection
FHA-SES | 22 | Yearly Ladder Inspection PM- Millwright | Safety & Environmental Services | FHA-SES | 75000000 | FHA-SES-LDR-0422 | Ladder Condition Inspection
FHA-SES | 22 | Yearly Ladder Inspection PM- Millwright | Safety & Environmental Services | FHA-SES | 81000000 | FHA-SES-LDR-0113 | Ladder Condition Inspection
FHA-SES | 22 | Yearly Ladder Inspection PM- Millwright | Safety & Environmental Services | FHA-SES | 88000000 | FHA-SES-LD-0088 | Ladder Condition Inspection
FHA-SES | 22 | Yearly Ladder Inspection PM- Millwright | Safety & Environmental Services | FHA-SES | 90000000 | FHA-SES-LD-0090 | Ladder Condition Inspection
FHA-SES | 22 | Yearly Ladder Inspection PM- Millwright | Safety & Environmental Services | FHA-SES | 91000000 | FHA-SES-LD-0091 | Ladder Condition Inspection
FHA-SES | 22 | Yearly Ladder Inspection PM- Millwright | Safety & Environmental Services | FHA-SES | 92000000 | FHA-SES-LD-0092 | Ladder Condition Inspection
FHA-SES | 22 | Yearly Ladder Inspection PM- Millwright | Safety & Environmental Services | FHA-SES | 93000000 | FHA-SES-LD-0093 | Ladder Condition Inspection
FHA-SES | 22 | Yearly Ladder Inspection PM- Millwright | Safety & Environmental Services | FHA-SES | 94000000 | FHA-SES-LD-0094 | Ladder Condition Inspection
FHA-SES | 22 | Yearly Ladder Inspection PM- Millwright | Safety & Environmental Services | FHA-SES | 95000000 | FHA-SES-LD-0095 | Ladder Condition Inspection
FHA-SES | 22 | Yearly Ladder Inspection PM- Millwright | Safety & Environmental Services | FHA-SES | 96000000 | FHA-SES-LD-0096 | Ladder Condition Inspection
FHA-SES | 22 | Yearly Ladder Inspection PM- Millwright | Safety & Environmental Services | FHA-SES | 97000000 | FHA-SES-LD-0097 | Ladder Condition Inspection
FHA-SES | 22 | Yearly Ladder Inspection PM- Millwright | Safety & Environmental Services | FHA-SES | 98000000 | FHA-SES-LD-0098 | Ladder Condition Inspection
FHA-SES | 22 | Yearly Ladder Inspection PM- Millwright | Safety & Environmental Services | FHA-SES | 99000000 | FHA-SES-LD-0099 | Ladder Condition Inspection
FHA-SES | 28 | Annual-Shower / Eye Wash Station Inspection -Legislative- Millwright | FHA-SES-EYE-0003 - Eyewash Station, Plumbed | FHA-SES-SQ-0301 | 1000000 | FHA-SES-SQ-0301 | Inspect Shower Eyewash Station
FHA-SES | 28 | Annual-Shower / Eye Wash Station Inspection -Legislative- Millwright | FHA-SES-EYE-0003 - Eyewash Station, Plumbed | FHA-SES-SQ-0301 | 2000000 | FHA-SES-SQ-0311 | Inspect Shower Eyewash Station
FHA-SES | 28 | Annual-Shower / Eye Wash Station Inspection -Legislative- Millwright | FHA-SES-EYE-0007 - Eyewash Station, Plumbed | FHA-SES-SQ-0403 | 1000000 | FHA-SES-SQ-0403 | Inspect Shower Eyewash Station
FHA-SES | 28 | Annual-Shower / Eye Wash Station Inspection -Legislative- Millwright | FHA-SES-EYE-0007 - Eyewash Station, Plumbed | FHA-SES-SQ-0403 | 2000000 | FHA-SES-SQ-0411 | Inspect Shower Eyewash Station
FHA-SES | 28 | Annual-Shower / Eye Wash Station Inspection -Legislative- Millwright | FHA-SES-EYE-0008 - Eyewash Station, Plumbed | FHA-SES-SQ-0404 | 1000000 | FHA-SES-SQ-0404 | Inspect Shower Eyewash Station
FHA-SES | 28 | Annual-Shower / Eye Wash Station Inspection -Legislative- Millwright | FHA-SES-EYE-0008 - Eyewash Station, Plumbed | FHA-SES-SQ-0404 | 2000000 | FHA-SES-SQ-0412 | Inspect Shower Eyewash Station
FHA-SES | 28 | Annual-Shower / Eye Wash Station Inspection -Legislative- Millwright | FHA-SES-EYE-0009 - Eyewash Station, Plumbed | FHA-SES-SQ-0405 | 1000000 | FHA-SES-SQ-0405 | Inspect Shower Eyewash Station
FHA-SES | 28 | Annual-Shower / Eye Wash Station Inspection -Legislative- Millwright | FHA-SES-EYE-0009 - Eyewash Station, Plumbed | FHA-SES-SQ-0405 | 2000000 | FHA-SES-SQ-0413 | Inspect Shower Eyewash Station
FHA-SES | 28 | Annual-Shower / Eye Wash Station Inspection -Legislative- Millwright | FHA-SES-EYE-0010 - Eyewash Station, Plumbed | FHA-SES-SQ-0406 | 2000000 | FHA-SES-SQ-0414 | Inspect Shower Eyewash Station
FHA-SES | 28 | Annual-Shower / Eye Wash Station Inspection -Legislative- Millwright | FHA-SES-EYE-0010 - Eyewash Station, Plumbed | FHA-SES-SQ-0406 | 1000000 | FHA-SES-SQ-0406 | Inspect Shower Eyewash Station
FHA-SES | 28 | Annual-Shower / Eye Wash Station Inspection -Legislative- Millwright | FHA-SES-EYE-0016 - Eyewash Station, Plumbed | FHA-SES-SQ-0407 | 1000000 | FHA-SES-SQ-0407 | Inspect Shower Eyewash Station
FHA-SES | 28 | Annual-Shower / Eye Wash Station Inspection -Legislative- Millwright | FHA-SES-EYE-0016 - Eyewash Station, Plumbed | FHA-SES-SQ-0407 | 2000000 | FHA-SES-SQ-0415 | Inspect Shower Eyewash Station
FHA-SES | 28 | Annual-Shower / Eye Wash Station Inspection -Legislative- Millwright | FHA-SES-EYE-0011 - Eyewash Station, Plumbed | FHA-SES-SQ-0501 | 2000000 | FHA-SES-SQ-0511 | Inspect Shower Eyewash Station
FHA-SES | 28 | Annual-Shower / Eye Wash Station Inspection -Legislative- Millwright | FHA-SES-EYE-0011 - Eyewash Station, Plumbed | FHA-SES-SQ-0501 | 1000000 | FHA-SES-SQ-0501 | Inspect Shower Eyewash Station
FHA-TRW | 2 | Monthly TRW/RW Pump Motor Brushes PM RCM -EICT | Treated Water Pumping | FHA-TRW-TWP | 1000000 | FHA-TRW-M-0100 | Inspect the synchronous pump motor brush
FHA-TRW | 2 | Monthly TRW/RW Pump Motor Brushes PM RCM -EICT | Treated Water Pumping | FHA-TRW-TWP | 2000000 | FHA-TRW-M-0200 | Inspect the synchronous pump motor brush
FHA-TRW | 2 | Monthly TRW/RW Pump Motor Brushes PM RCM -EICT | Treated Water Pumping | FHA-TRW-TWP | 3000000 | FHA-TRW-M-0300A | Inspect the synchronous pump motor brush
FHA-TRW | 2 | Monthly TRW/RW Pump Motor Brushes PM RCM -EICT | Treated Water Pumping | FHA-TRW-TWP | 5000000 | FHA-TRW-M-0400A | Inspect the synchronous pump motor brush
FHA-TRW | 2 | Monthly TRW/RW Pump Motor Brushes PM RCM -EICT | Treated Water Pumping | FHA-TRW-TWP | 4000000 | FHA-TRW-M-0300B | Inspect the synchronous pump motor brush
FHA-TRW | 2 | Monthly TRW/RW Pump Motor Brushes PM RCM -EICT | Treated Water Pumping | FHA-TRW-TWP | 6000000 | FHA-TRW-M-0400B | Inspect the synchronous pump motor brush
FHA-TRW | 2 | Monthly TRW/RW Pump Motor Brushes PM RCM -EICT | Treated Water Pumping | FHA-TRW-TWP | 7000000 | FHA-RW-M-0801 | Inspect the synchronous pump motor brush
FHA-TRW | 2 | Monthly TRW/RW Pump Motor Brushes PM RCM -EICT | Treated Water Pumping | FHA-TRW-TWP | 9000000 | FHA-RW-M-1001 | Inspect the synchronous pump motor brush
FHA-TRW | 2 | Monthly TRW/RW Pump Motor Brushes PM RCM -EICT | Treated Water Pumping | FHA-TRW-TWP | 8000000 | FHA-RW-M-0901 | Inspect the synchronous pump motor brush
FHA-TRW | 2 | Monthly TRW/RW Pump Motor Brushes PM RCM -EICT | Treated Water Pumping | FHA-TRW-TWP | 10000000 | FHA-RW-M-1101 | Inspect the synchronous pump motor brush
FHA-TRW | 2 | Monthly TRW/RW Pump Motor Brushes PM RCM -EICT | Treated Water Pumping | FHA-TRW-TWP | 11000000 | FHA-RW-M-1201 | Inspect the synchronous pump motor brush
FHA-TRW | 2 | Monthly TRW/RW Pump Motor Brushes PM RCM -EICT | Treated Water Pumping | FHA-TRW-TWP | 12000000 | FHA-RW-M-1301 | Inspect the synchronous pump motor brush
FHA-WWW | 19 | Yearly RMF Air Vent Valves PM - Millwright | Valve, Air Vent, Drain from Decant Tank #1 to Effluent Tank | FHA-WWW-V-4014 | 1000000 | FHA-WWW-V-4014 | Visually inspect the valve for signs of leaksIf there are any air leaks create a work request with Repair from Predictive work type in WMS to have the leak repaired
FHA-WWW | 19 | Yearly RMF Air Vent Valves PM - Millwright | Valve, Air Vent, Drain from Decant Tank #1 to Effluent Tank | FHA-WWW-V-4014 | 9000000 | FHA-WWW-V-4094 | Visually inspect the valve for signs of leaksIf there are any air leaks create a work request with Repair from Predictive work type in WMS to have the leak repaired
FHA-WWW | 19 | Yearly RMF Air Vent Valves PM - Millwright | Valve, Air Vent, Drain from Decant Tank #1 to Effluent Tank | FHA-WWW-V-4014 | 2000000 | FHA-WWW-V-4024 | Visually inspect the valve for signs of leaksIf there are any air leaks create a work request with Repair from Predictive work type in WMS to have the leak repaired
FHA-WWW | 19 | Yearly RMF Air Vent Valves PM - Millwright | Valve, Air Vent, Drain from Decant Tank #1 to Effluent Tank | FHA-WWW-V-4014 | 10000000 | FHA-WWW-V-4104 | Visually inspect the valve for signs of leaksIf there are any air leaks create a work request with Repair from Predictive work type in WMS to have the leak repaired
FHA-WWW | 19 | Yearly RMF Air Vent Valves PM - Millwright | Valve, Air Vent, Drain from Decant Tank #1 to Effluent Tank | FHA-WWW-V-4014 | 3000000 | FHA-WWW-V-4034 | Visually inspect the valve for signs of leaksIf there are any air leaks create a work request with Repair from Predictive work type in WMS to have the leak repaired
FHA-WWW | 19 | Yearly RMF Air Vent Valves PM - Millwright | Valve, Air Vent, Drain from Decant Tank #1 to Effluent Tank | FHA-WWW-V-4014 | 4000000 | FHA-WWW-V-4044 | Visually inspect the valve for signs of leaksIf there are any air leaks create a work request with Repair from Predictive work type in WMS to have the leak repaired
FHA-WWW | 19 | Yearly RMF Air Vent Valves PM - Millwright | Valve, Air Vent, Drain from Decant Tank #1 to Effluent Tank | FHA-WWW-V-4014 | 5000000 | FHA-WWW-V-4054 | Visually inspect the valve for signs of leaksIf there are any air leaks create a work request with Repair from Predictive work type in WMS to have the leak repaired
FHA-WWW | 19 | Yearly RMF Air Vent Valves PM - Millwright | Valve, Air Vent, Drain from Decant Tank #1 to Effluent Tank | FHA-WWW-V-4014 | 6000000 | FHA-WWW-V-4064 | Visually inspect the valve for signs of leaksIf there are any air leaks create a work request with Repair from Predictive work type in WMS to have the leak repaired
FHA-WWW | 19 | Yearly RMF Air Vent Valves PM - Millwright | Valve, Air Vent, Drain from Decant Tank #1 to Effluent Tank | FHA-WWW-V-4014 | 7000000 | FHA-WWW-V-4074 | Visually inspect the valve for signs of leaksIf there are any air leaks create a work request with Repair from Predictive work type in WMS to have the leak repaired
FHA-WWW | 19 | Yearly RMF Air Vent Valves PM - Millwright | Valve, Air Vent, Drain from Decant Tank #1 to Effluent Tank | FHA-WWW-V-4014 | 8000000 | FHA-WWW-V-4084 | Visually inspect the valve for signs of leaksIf there are any air leaks create a work request with Repair from Predictive work type in WMS to have the leak repaired
FHA-WWW | 26 | Hydrogen Sulfide Gas Detector Alarm Testing -6 Monthly - EICT | Residue Management / Waste Water System | FHA-WWW | 1000000 | FHA-WWW-AIT-0009A | Test H2S gas detector alarm and calibrate transmitter as required procedure
FHA-WWW | 26 | Hydrogen Sulfide Gas Detector Alarm Testing -6 Monthly - EICT | Residue Management / Waste Water System | FHA-WWW | 3000000 | FHA-WWW-AIT-0010A | Test H2S gas detector alarm and calibrate transmitter as required procedure
FHA-WWW | 26 | Hydrogen Sulfide Gas Detector Alarm Testing -6 Monthly - EICT | Residue Management / Waste Water System | FHA-WWW | 2000000 | FHA-WWW-AIT-0009B | Test H2S gas detector alarm and calibrate transmitter as required procedure
FHA-WWW | 26 | Hydrogen Sulfide Gas Detector Alarm Testing -6 Monthly - EICT | Residue Management / Waste Water System | FHA-WWW | 4000000 | FHA-WWW-AIT-0010B | Test H2S gas detector alarm and calibrate transmitter as required procedure
FHO-AUTUMN | 7 | Humidifiers - Swich On- Yearly | Plant wide | FHO-ACC-HU-GROUP1 | 1000000 | FHO-ACC-HU-GROUP1 | Start humidifier
FHO-AUTUMN | 7 | Humidifiers - Swich On- Yearly | Plant wide | FHO-ACC-HU-GROUP1 | 2000000 | FHO-ACC-HU-GROUP1 | Start humidifier
FHO-CBM | 3 | Vibration Analysis- Pumps and Mixer Route 1 -Quarterly | FHO-Condition Based Monitoiring | FHO-CBM | 4000000 | FHO-RW-M-1901 | Record vibration reading of all bearing
FHO-CBM | 3 | Vibration Analysis- Pumps and Mixer Route 1 -Quarterly | FHO-Condition Based Monitoiring | FHO-CBM | 1000000 | FHO-RW-P-1801 | Record vibration reading of all bearing
FHO-CBM | 3 | Vibration Analysis- Pumps and Mixer Route 1 -Quarterly | FHO-Condition Based Monitoiring | FHO-CBM | 5000000 | FHO-RW-P-2201 | Record vibration reading of all bearing
FHO-CBM | 3 | Vibration Analysis- Pumps and Mixer Route 1 -Quarterly | FHO-Condition Based Monitoiring | FHO-CBM | 2000000 | FHO-RW-M-1801 | Record vibration reading of all bearing
FHO-CBM | 3 | Vibration Analysis- Pumps and Mixer Route 1 -Quarterly | FHO-Condition Based Monitoiring | FHO-CBM | 6000000 | FHO-RW-M-2201 | Record vibration reading of all bearing
FHO-CBM | 3 | Vibration Analysis- Pumps and Mixer Route 1 -Quarterly | FHO-Condition Based Monitoiring | FHO-CBM | 3000000 | FHO-RW-P-1901 | Record vibration reading of all bearing
FHO-CBM | 3 | Vibration Analysis- Pumps and Mixer Route 1 -Quarterly | FHO-Condition Based Monitoiring | FHO-CBM | 8000000 | FHO-RW-M-2301 | Record vibration reading of all bearing
FHO-CBM | 3 | Vibration Analysis- Pumps and Mixer Route 1 -Quarterly | FHO-Condition Based Monitoiring | FHO-CBM | 7000000 | FHO-RW-P-2301 | Record vibration reading of all bearing
FHO-CBM | 3 | Vibration Analysis- Pumps and Mixer Route 1 -Quarterly | FHO-Condition Based Monitoiring | FHO-CBM | 9000000 | FHO-RW-P-2601 | Record vibration reading of all bearing
FHO-CBM | 3 | Vibration Analysis- Pumps and Mixer Route 1 -Quarterly | FHO-Condition Based Monitoiring | FHO-CBM | 11000000 | FHO-RW-P-2701 | Record vibration reading of all bearing
FHO-CBM | 3 | Vibration Analysis- Pumps and Mixer Route 1 -Quarterly | FHO-Condition Based Monitoiring | FHO-CBM | 10000000 | FHO-RW-M-2601 | Record vibration reading of all bearing
FHO-CBM | 3 | Vibration Analysis- Pumps and Mixer Route 1 -Quarterly | FHO-Condition Based Monitoiring | FHO-CBM | 12000000 | FHO-RW-M-2701 | Record vibration reading of all bearing
FHO-CBM | 3 | Vibration Analysis- Pumps and Mixer Route 1 -Quarterly | FHO-Condition Based Monitoiring | FHO-CBM | 14000000 | FHO-TRW-M-0100 | Record vibration reading of all bearing
FHO-CBM | 3 | Vibration Analysis- Pumps and Mixer Route 1 -Quarterly | FHO-Condition Based Monitoiring | FHO-CBM | 13000000 | FHO-TRW-P-0100 | Record vibration reading of all bearing
FHO-CBM | 3 | Vibration Analysis- Pumps and Mixer Route 1 -Quarterly | FHO-Condition Based Monitoiring | FHO-CBM | 18000000 | FHO-TRW-M-0600 | Record vibration reading of all bearing
FHO-CBM | 3 | Vibration Analysis- Pumps and Mixer Route 1 -Quarterly | FHO-Condition Based Monitoiring | FHO-CBM | 15000000 | FHO-TRW-P-0800 | Record vibration reading of all bearing
FHO-CBM | 3 | Vibration Analysis- Pumps and Mixer Route 1 -Quarterly | FHO-Condition Based Monitoiring | FHO-CBM | 19000000 | FHO-RW-P-2101 | Record vibration reading of all bearing
FHO-CBM | 3 | Vibration Analysis- Pumps and Mixer Route 1 -Quarterly | FHO-Condition Based Monitoiring | FHO-CBM | 16000000 | FHO-TRW-M-0800 | Record vibration reading of all bearing
FHO-CBM | 3 | Vibration Analysis- Pumps and Mixer Route 1 -Quarterly | FHO-Condition Based Monitoiring | FHO-CBM | 22000000 | FHO-TRW-M-0300 | Record vibration reading of all bearing
FHO-CBM | 3 | Vibration Analysis- Pumps and Mixer Route 1 -Quarterly | FHO-Condition Based Monitoiring | FHO-CBM | 17000000 | FHO-TRW-P-0600 | Record vibration reading of all bearing
FHO-CBM | 3 | Vibration Analysis- Pumps and Mixer Route 1 -Quarterly | FHO-Condition Based Monitoiring | FHO-CBM | 23000000 | FHO-TRW-P-2900 | Record vibration reading of all bearing
FHO-CBM | 3 | Vibration Analysis- Pumps and Mixer Route 1 -Quarterly | FHO-Condition Based Monitoiring | FHO-CBM | 20000000 | FHO-RW-M-2101 | Record vibration reading of all bearing
FHO-CBM | 3 | Vibration Analysis- Pumps and Mixer Route 1 -Quarterly | FHO-Condition Based Monitoiring | FHO-CBM | 24000000 | FHO-TRW-M-2900 | Record vibration reading of all bearing
FHO-CBM | 3 | Vibration Analysis- Pumps and Mixer Route 1 -Quarterly | FHO-Condition Based Monitoiring | FHO-CBM | 21000000 | FHO-TRW-P-0300 | Record vibration reading of all bearing
FHO-CBM | 3 | Vibration Analysis- Pumps and Mixer Route 1 -Quarterly | FHO-Condition Based Monitoiring | FHO-CBM | 25000000 | FHO-TRW-P-0500 | Record vibration reading of all bearing
FHO-CBM | 3 | Vibration Analysis- Pumps and Mixer Route 1 -Quarterly | FHO-Condition Based Monitoiring | FHO-CBM | 26000000 | FHO-TRW-M-0500 | Record vibration reading of all bearing
FHO-CBM | 3 | Vibration Analysis- Pumps and Mixer Route 1 -Quarterly | FHO-Condition Based Monitoiring | FHO-CBM | 31000000 | FHO-BW-M-1501 | Record vibration reading of all bearing
FHO-CBM | 3 | Vibration Analysis- Pumps and Mixer Route 1 -Quarterly | FHO-Condition Based Monitoiring | FHO-CBM | 27000000 | FHO-TRW-P-3000 | Record vibration reading of all bearing
FHO-CBM | 3 | Vibration Analysis- Pumps and Mixer Route 1 -Quarterly | FHO-Condition Based Monitoiring | FHO-CBM | 33000000 | FHO-RW-P-2401 | Record vibration reading of all bearing
FHO-CBM | 3 | Vibration Analysis- Pumps and Mixer Route 1 -Quarterly | FHO-Condition Based Monitoiring | FHO-CBM | 28000000 | FHO-TRW-M-3000 | Record vibration reading of all bearing
FHO-CBM | 3 | Vibration Analysis- Pumps and Mixer Route 1 -Quarterly | FHO-Condition Based Monitoiring | FHO-CBM | 34000000 | FHO-RW-M-2401 | Record vibration reading of all bearing
FHO-CBM | 3 | Vibration Analysis- Pumps and Mixer Route 1 -Quarterly | FHO-Condition Based Monitoiring | FHO-CBM | 29000000 | FHO-BW-M-1301 | Record vibration reading of all bearing
FHO-CBM | 3 | Vibration Analysis- Pumps and Mixer Route 1 -Quarterly | FHO-Condition Based Monitoiring | FHO-CBM | 36000000 | FHO-BW-P-1401 | Record vibration reading of all bearing
FHO-CBM | 3 | Vibration Analysis- Pumps and Mixer Route 1 -Quarterly | FHO-Condition Based Monitoiring | FHO-CBM | 30000000 | FHO-BW-M-1401 | Record vibration reading of all bearing
FHO-CBM | 3 | Vibration Analysis- Pumps and Mixer Route 1 -Quarterly | FHO-Condition Based Monitoiring | FHO-CBM | 37000000 | FHO-BW-P-1501 | Record vibration reading of all bearing
FHO-CBM | 3 | Vibration Analysis- Pumps and Mixer Route 1 -Quarterly | FHO-Condition Based Monitoiring | FHO-CBM | 32000000 | FHO-BW-M-1601 | Record vibration reading of all bearing
FHO-CBM | 3 | Vibration Analysis- Pumps and Mixer Route 1 -Quarterly | FHO-Condition Based Monitoiring | FHO-CBM | 38000000 | FHO-BW-P-1601 | Record vibration reading of all bearing
FHO-CBM | 3 | Vibration Analysis- Pumps and Mixer Route 1 -Quarterly | FHO-Condition Based Monitoiring | FHO-CBM | 35000000 | FHO-BW-P-1301 | Record vibration reading of all bearing
FHO-CBM | 3 | Vibration Analysis- Pumps and Mixer Route 1 -Quarterly | FHO-Condition Based Monitoiring | FHO-CBM | 43000000 | FHO-WWW-M-0701 | Record vibration reading of all bearing
FHO-CBM | 3 | Vibration Analysis- Pumps and Mixer Route 1 -Quarterly | FHO-Condition Based Monitoiring | FHO-CBM | 39000000 | FHO-TRW-M-0400 | Record vibration reading of all bearing
FHO-CBM | 3 | Vibration Analysis- Pumps and Mixer Route 1 -Quarterly | FHO-Condition Based Monitoiring | FHO-CBM | 40000000 | FHO-TRW-P-0400 | Record vibration reading of all bearing
FHO-CBM | 3 | Vibration Analysis- Pumps and Mixer Route 1 -Quarterly | FHO-Condition Based Monitoiring | FHO-CBM | 41000000 | FHO-WWW-M-0601 | Record vibration reading of all bearing
FHO-CBM | 3 | Vibration Analysis- Pumps and Mixer Route 1 -Quarterly | FHO-Condition Based Monitoiring | FHO-CBM | 42000000 | FHO-WWW-BL-0601 | Record vibration reading of all bearing
FHO-CBM | 3 | Vibration Analysis- Pumps and Mixer Route 1 -Quarterly | FHO-Condition Based Monitoiring | FHO-CBM | 44000000 | FHO-WWW-BL-0701 | Record vibration reading of all bearing
FHO-CBM | 3 | Vibration Analysis- Pumps and Mixer Route 1 -Quarterly | FHO-Condition Based Monitoiring | FHO-CBM | 45000000 | FHO-WWW-M-0801 | Record vibration reading of all bearing
FHO-CBM | 3 | Vibration Analysis- Pumps and Mixer Route 1 -Quarterly | FHO-Condition Based Monitoiring | FHO-CBM | 46000000 | FHO-WWW-BL-0801 | Record vibration reading of all bearing
FHO-CBM | 3 | Vibration Analysis- Pumps and Mixer Route 1 -Quarterly | FHO-Condition Based Monitoiring | FHO-CBM | 47000000 | FHO-TRW-P-1000 | Record vibration reading of all bearing
FHO-CBM | 3 | Vibration Analysis- Pumps and Mixer Route 1 -Quarterly | FHO-Condition Based Monitoiring | FHO-CBM | 48000000 | FHO-TRW-M-1000 | Record vibration reading of all bearing
FHO-DOZ | 8 | Valve battery replacement - 2 Yearly EICT | Ozonation System | FHO-DOZ | 1000000 | FHO-DOZ-V-2304 | Replace the ozone inlet modulating valve actuator RAM battery
FHO-DOZ | 8 | Valve battery replacement - 2 Yearly EICT | Ozonation System | FHO-DOZ | 2000000 | FHO-DOZ-V-2305 | Replace the ozone inlet modulating valve actuator RAM battery
FHO-DOZ | 8 | Valve battery replacement - 2 Yearly EICT | Ozonation System | FHO-DOZ | 8000000 | FHO-DOZ-V-2246 | Replace the ozone inlet modulating valve actuator RAM battery
FHO-DOZ | 8 | Valve battery replacement - 2 Yearly EICT | Ozonation System | FHO-DOZ | 3000000 | FHO-DOZ-V-2204 | Replace the ozone inlet modulating valve actuator RAM battery
FHO-DOZ | 8 | Valve battery replacement - 2 Yearly EICT | Ozonation System | FHO-DOZ | 9000000 | FHO-DOZ-V-2346 | Replace the ozone inlet modulating valve actuator RAM battery
FHO-DOZ | 8 | Valve battery replacement - 2 Yearly EICT | Ozonation System | FHO-DOZ | 4000000 | FHO-DOZ-V-2205 | Replace the ozone inlet modulating valve actuator RAM battery
FHO-DOZ | 8 | Valve battery replacement - 2 Yearly EICT | Ozonation System | FHO-DOZ | 5000000 | FHO-DOZ-V-2104 | Replace the ozone inlet modulating valve actuator RAM battery
FHO-DOZ | 8 | Valve battery replacement - 2 Yearly EICT | Ozonation System | FHO-DOZ | 6000000 | FHO-DOZ-V-2105 | Replace the ozone inlet modulating valve actuator RAM battery
FHO-DOZ | 8 | Valve battery replacement - 2 Yearly EICT | Ozonation System | FHO-DOZ | 7000000 | FHO-DOZ-V-2146 | Replace the ozone inlet modulating valve actuator RAM battery
FHO-DOZ | 9 | Open loop cooling pump valve exercise tasks - Yearly Millwright | Pump, Open Loop Cooling Water, Ozone Building, S2, Raw Water Process Room | FHO-DOZ-P-6010 | 1000000 | FHO-DOZ-V-6011 | Exercise the manual isolation butterfly valve
FHO-DOZ | 9 | Open loop cooling pump valve exercise tasks - Yearly Millwright | Pump, Open Loop Cooling Water, Ozone Building, S2, Raw Water Process Room | FHO-DOZ-P-6010 | 2000000 | FHO-DOZ-V-6013 | Exercise the manual isolation butterfly valve
FHO-DOZ | 9 | Open loop cooling pump valve exercise tasks - Yearly Millwright | Pump, Open Loop Cooling Water, Ozone Building, S2, Raw Water Process Room | FHO-DOZ-P-6020 | 1000000 | FHO-DOZ-V-6021 | Exercise the manual isolation butterfly valve
FHO-DOZ | 9 | Open loop cooling pump valve exercise tasks - Yearly Millwright | Pump, Open Loop Cooling Water, Ozone Building, S2, Raw Water Process Room | FHO-DOZ-P-6020 | 2000000 | FHO-DOZ-V-6023 | Exercise the manual isolation butterfly valve
FHO-DOZ | 9 | Open loop cooling pump valve exercise tasks - Yearly Millwright | Pump, Open Loop Cooling Water, Ozone Building, S2, Raw Water Process Room | FHO-DOZ-P-6030 | 2000000 | FHO-DOZ-V-6033 | Exercise the manual isolation butterfly valve
FHO-DOZ | 9 | Open loop cooling pump valve exercise tasks - Yearly Millwright | Pump, Open Loop Cooling Water, Ozone Building, S2, Raw Water Process Room | FHO-DOZ-P-6030 | 1000000 | FHO-DOZ-V-6031 | Exercise the manual isolation butterfly valve
FHO-ELS2 | 5 | Electrical High Voltage Gloves /Cables/Detector/Stick Testing -EICT | High Voltage Detector, Group 1, Admin Building, S2, Electrical Shop | FHO-SES-INQ-6006 | 1000000 | FHO-SES-INQ-6006 | Test High voltage detector
FHO-ELS2 | 5 | Electrical High Voltage Gloves /Cables/Detector/Stick Testing -EICT | High Voltage Detector, Group 1, Admin Building, S2, Electrical Shop | FHO-SES-INQ-6006 | 4000000 | FHO-SES-INQ-6006 | Test High voltage detector
FHO-ELS2 | 5 | Electrical High Voltage Gloves /Cables/Detector/Stick Testing -EICT | High Voltage Detector, Group 1, Admin Building, S2, Electrical Shop | FHO-SES-INQ-6006 | 2000000 | FHO-SES-INQ-6006 | Test High voltage detector
FHO-ELS2 | 5 | Electrical High Voltage Gloves /Cables/Detector/Stick Testing -EICT | High Voltage Detector, Group 1, Admin Building, S2, Electrical Shop | FHO-SES-INQ-6006 | 3000000 | FHO-SES-INQ-6006 | Test High voltage detector
FHO-GENRTR | 12 | Quarterly - Testing of Batteries for Natural Gas Generators - EICT | Primary Power Equipment | FHO-ELS-PS-0001 | 1000000 | FHO-EPG-GEN-0300 | Test battery NGGENBAT
FHO-GENRTR | 12 | Quarterly - Testing of Batteries for Natural Gas Generators - EICT | Primary Power Equipment | FHO-ELS-PS-0001 | 2000000 | FHO-EPG-GEN-0400 | Test battery NGGENBAT
FHO-GENRTR | 12 | Quarterly - Testing of Batteries for Natural Gas Generators - EICT | Primary Power Equipment | FHO-ELS-PS-0001 | 4000000 | FHO-EPG-GEN-0600 | Test battery NGGENBAT
FHO-GENRTR | 12 | Quarterly - Testing of Batteries for Natural Gas Generators - EICT | Primary Power Equipment | FHO-ELS-PS-0001 | 3000000 | FHO-EPG-GEN-0500 | Test battery NGGENBAT
FHO-GENRTR | 12 | Quarterly - Testing of Batteries for Natural Gas Generators - EICT | Primary Power Equipment | FHO-ELS-PS-0001 | 5000000 | FHO-EPG-GEN-0700 | Test battery NGGENBAT
FHO-OZCDIS | 3 | Dispersion pump valve exercise tasks - Yearly Millwright | Pump, Centrifugal, Pretreatment Chemical Dispersion,Ozone Building, S2, Ozone Pipe Gallery #2 | FHO-PLT-P-0101 | 1000000 | FHO-PLT-V-0101 | Exercise the manual isolation butterfly valve
FHO-OZCDIS | 3 | Dispersion pump valve exercise tasks - Yearly Millwright | Pump, Centrifugal, Pretreatment Chemical Dispersion,Ozone Building, S2, Ozone Pipe Gallery #2 | FHO-PLT-P-0101 | 2000000 | FHO-PLT-V-0104 | Exercise the manual isolation butterfly valve
FHO-OZCDIS | 3 | Dispersion pump valve exercise tasks - Yearly Millwright | Pump, Centrifugal, Pretreatment Chemical Dispersion,Ozone Building, S2, Ozone Pipe Gallery #2 | FHO-PLT-P-0201 | 1000000 | FHO-PLT-V-0201 | Exercise the manual isolation butterfly valve
FHO-OZCDIS | 3 | Dispersion pump valve exercise tasks - Yearly Millwright | Pump, Centrifugal, Pretreatment Chemical Dispersion,Ozone Building, S2, Ozone Pipe Gallery #2 | FHO-PLT-P-0201 | 2000000 | FHO-PLT-V-0204 | Exercise the manual isolation butterfly valve
FHO-OZGEN | 11 | Ozone FIT instrumentation Inspection - Yearly EICT | Ozonation System | FHO-DOZ | 2000000 | FHO-DOZ-FIT-1151 | Inspection of Flow Indicating Transmitter
FHO-OZGEN | 11 | Ozone FIT instrumentation Inspection - Yearly EICT | Ozonation System | FHO-DOZ | 1000000 | FHO-DOZ-FIT-1120 | Inspection of Flow Indicating Transmitter
FHO-OZGEN | 11 | Ozone FIT instrumentation Inspection - Yearly EICT | Ozonation System | FHO-DOZ | 3000000 | FHO-DOZ-FIT-1220 | Inspection of Flow Indicating Transmitter
FHO-OZGEN | 11 | Ozone FIT instrumentation Inspection - Yearly EICT | Ozonation System | FHO-DOZ | 4000000 | FHO-DOZ-FIT-1251 | Inspection of Flow Indicating Transmitter
FHO-OZOANL | 8 | Ozone sampling system inspection - Yearly EICT | Tank, Ozone Contact, Ozone Building, S1 &S2, S/E | FHO-DOZ-T-2100 | 1000000 | FHO-DOZ-V-3122 | Backflush the sample line
FHO-OZOANL | 8 | Ozone sampling system inspection - Yearly EICT | Tank, Ozone Contact, Ozone Building, S1 &S2, S/E | FHO-DOZ-T-2100 | 2000000 | FHO-DOZ-V-3102 | Backflush the sample line
FHO-OZOANL | 8 | Ozone sampling system inspection - Yearly EICT | Tank, Ozone Contact, Ozone Building, S1 &S2, S/E | FHO-DOZ-T-2100 | 3000000 | FHO-DOZ-V-3142 | Backflush the sample line
FHO-OZOANL | 8 | Ozone sampling system inspection - Yearly EICT | Tank, Ozone Contact, Ozone Building, S1 &S2, S/E | FHO-DOZ-T-2100 | 4000000 | FHO-DOZ-V-3162 | Backflush the sample line
FHO-OZOANL | 8 | Ozone sampling system inspection - Yearly EICT | Tank, Ozone Contact, Ozone Building, S1 &S2, Miidle/E | FHO-DOZ-T-2200 | 1000000 | FHO-DOZ-V-3202 | Backflush the sample line
FHO-OZOANL | 8 | Ozone sampling system inspection - Yearly EICT | Tank, Ozone Contact, Ozone Building, S1 &S2, Miidle/E | FHO-DOZ-T-2200 | 2000000 | FHO-DOZ-V-3222 | Backflush the sample line
FHO-OZOANL | 8 | Ozone sampling system inspection - Yearly EICT | Tank, Ozone Contact, Ozone Building, S1 &S2, Miidle/E | FHO-DOZ-T-2200 | 3000000 | FHO-DOZ-V-3242 | Backflush the sample line
FHO-OZOANL | 8 | Ozone sampling system inspection - Yearly EICT | Tank, Ozone Contact, Ozone Building, S1 &S2, Miidle/E | FHO-DOZ-T-2200 | 4000000 | FHO-DOZ-V-3262 | Backflush the sample line
FHO-OZOANL | 8 | Ozone sampling system inspection - Yearly EICT | Tank, Ozone Contact, Ozone Building, S1 &S2, N/E | FHO-DOZ-T-2300 | 1000000 | FHO-DOZ-V-3302 | Backflush the sample line
FHO-OZOANL | 8 | Ozone sampling system inspection - Yearly EICT | Tank, Ozone Contact, Ozone Building, S1 &S2, N/E | FHO-DOZ-T-2300 | 4000000 | FHO-DOZ-V-3362 | Backflush the sample line
FHO-OZOANL | 8 | Ozone sampling system inspection - Yearly EICT | Tank, Ozone Contact, Ozone Building, S1 &S2, N/E | FHO-DOZ-T-2300 | 2000000 | FHO-DOZ-V-3322 | Backflush the sample line
FHO-OZOANL | 8 | Ozone sampling system inspection - Yearly EICT | Tank, Ozone Contact, Ozone Building, S1 &S2, N/E | FHO-DOZ-T-2300 | 3000000 | FHO-DOZ-V-3342 | Backflush the sample line
FHO-SCBA | 1 | SCBA PM - Annual/ Millwright | SCBA Cylinder Group 4 | FHO-SES-SCBA-APR | 1000000 | FHO-SES-SCBA-0013 | Test and Inspect the Air Breathing unit and Air Cylinder to purge and ill
FHO-SCBA | 1 | SCBA PM - Annual/ Millwright | SCBA Cylinder Group 4 | FHO-SES-SCBA-APR | 2000000 | FHO-SES-SCBA-0014 | Test and Inspect the Air Breathing unit and Air Cylinder to purge and ill
FHO-SCBA | 1 | SCBA PM - Annual/ Millwright | SCBA Cylinder Group 4 | FHO-SES-SCBA-APR | 3000000 | FHO-SES-SCBA-0015 | Test and Inspect the Air Breathing unit and Air Cylinder to purge and ill
FHO-SCBA | 1 | SCBA PM - Annual/ Millwright | SCBA Cylinder Group 4 | FHO-SES-SCBA-APR | 4000000 | FHO-SES-SCBA-0016 | Test and Inspect the Air Breathing unit and Air Cylinder to purge and ill
FHO-SCBA | 1 | SCBA PM - Annual/ Millwright | SCBA Cylinder Group 8 | FHO-SES-SCBA-AUG | 2000000 | FHO-SES-SCBA-0030 | Test and Inspect the Air Breathing unit and Air Cylinder to purge and ill
FHO-SCBA | 1 | SCBA PM - Annual/ Millwright | SCBA Cylinder Group 8 | FHO-SES-SCBA-AUG | 3000000 | FHO-SES-SCBA-0031 | Test and Inspect the Air Breathing unit and Air Cylinder to purge and ill
FHO-SCBA | 1 | SCBA PM - Annual/ Millwright | SCBA Cylinder Group 8 | FHO-SES-SCBA-AUG | 1000000 | FHO-SES-SCBA-0029 | Test and Inspect the Air Breathing unit and Air Cylinder to purge and ill
FHO-SCBA | 1 | SCBA PM - Annual/ Millwright | SCBA Cylinder Group 8 | FHO-SES-SCBA-AUG | 4000000 | FHO-SES-SCBA-0032 | Test and Inspect the Air Breathing unit and Air Cylinder to purge and ill
FHO-SCBA | 1 | SCBA PM - Annual/ Millwright | SCBA Cylinder Group 12 | FHO-SES-SCBA-DEC | 1000000 | FHO-SES-SCBA-0049 | Test and Inspect the Air Breathing unit and Air Cylinder to purge and ill
FHO-SCBA | 1 | SCBA PM - Annual/ Millwright | SCBA Cylinder Group 12 | FHO-SES-SCBA-DEC | 2000000 | FHO-SES-SCBA-0050 | Test and Inspect the Air Breathing unit and Air Cylinder to purge and ill
FHO-SCBA | 1 | SCBA PM - Annual/ Millwright | SCBA Cylinder Group 12 | FHO-SES-SCBA-DEC | 3000000 | FHO-SES-SCBA-0051 | Test and Inspect the Air Breathing unit and Air Cylinder to purge and ill
FHO-SCBA | 1 | SCBA PM - Annual/ Millwright | SCBA Cylinder Group 12 | FHO-SES-SCBA-DEC | 4000000 | FHO-SES-SCBA-0052 | Test and Inspect the Air Breathing unit and Air Cylinder to purge and ill
FHO-SCBA | 1 | SCBA PM - Annual/ Millwright | SCBA Cylinder Group 2 | FHO-SES-SCBA-FEB | 1000000 | FHO-SES-SCBA-0005 | Test and Inspect the Air Breathing unit and Air Cylinder to purge and ill
FHO-SCBA | 1 | SCBA PM - Annual/ Millwright | SCBA Cylinder Group 2 | FHO-SES-SCBA-FEB | 2000000 | FHO-SES-SCBA-0006 | Test and Inspect the Air Breathing unit and Air Cylinder to purge and ill
FHO-SCBA | 1 | SCBA PM - Annual/ Millwright | SCBA Cylinder Group 2 | FHO-SES-SCBA-FEB | 3000000 | FHO-SES-SCBA-0007 | Test and Inspect the Air Breathing unit and Air Cylinder to purge and ill
FHO-SCBA | 1 | SCBA PM - Annual/ Millwright | SCBA Cylinder Group 2 | FHO-SES-SCBA-FEB | 4000000 | FHO-SES-SCBA-0008 | Test and Inspect the Air Breathing unit and Air Cylinder to purge and ill
FHO-SCBA | 1 | SCBA PM - Annual/ Millwright | SCBA Cylinder Group 1 | FHO-SES-SCBA-JAN | 1000000 | FHO-SES-SCBA-0001 | Test and Inspect the Air Breathing unit and Air Cylinder to purge and ill
FHO-SCBA | 1 | SCBA PM - Annual/ Millwright | SCBA Cylinder Group 1 | FHO-SES-SCBA-JAN | 2000000 | FHO-SES-SCBA-0002 | Test and Inspect the Air Breathing unit and Air Cylinder to purge and ill
FHO-SCBA | 1 | SCBA PM - Annual/ Millwright | SCBA Cylinder Group 1 | FHO-SES-SCBA-JAN | 3000000 | FHO-SES-SCBA-0003 | Test and Inspect the Air Breathing unit and Air Cylinder to purge and ill
FHO-SCBA | 1 | SCBA PM - Annual/ Millwright | SCBA Cylinder Group 1 | FHO-SES-SCBA-JAN | 4000000 | FHO-SES-SCBA-0004 | Test and Inspect the Air Breathing unit and Air Cylinder to purge and ill
FHO-SCBA | 1 | SCBA PM - Annual/ Millwright | SCBA Cylinder Group 7 | FHO-SES-SCBA-JUL | 1000000 | FHO-SES-SCBA-0025 | Test and Inspect the Air Breathing unit and Air Cylinder to purge and ill
FHO-SCBA | 1 | SCBA PM - Annual/ Millwright | SCBA Cylinder Group 7 | FHO-SES-SCBA-JUL | 2000000 | FHO-SES-SCBA-0026 | Test and Inspect the Air Breathing unit and Air Cylinder to purge and ill
FHO-SCBA | 1 | SCBA PM - Annual/ Millwright | SCBA Cylinder Group 7 | FHO-SES-SCBA-JUL | 4000000 | FHO-SES-SCBA-0028 | Test and Inspect the Air Breathing unit and Air Cylinder to purge and ill
FHO-SCBA | 1 | SCBA PM - Annual/ Millwright | SCBA Cylinder Group 7 | FHO-SES-SCBA-JUL | 3000000 | FHO-SES-SCBA-0027 | Test and Inspect the Air Breathing unit and Air Cylinder to purge and ill
FHO-SCBA | 1 | SCBA PM - Annual/ Millwright | SCBA Cylinder Group 6 | FHO-SES-SCBA-JUN | 2000000 | FHO-SES-SCBA-0022 | Test and Inspect the Air Breathing unit and Air Cylinder to purge and ill
FHO-SCBA | 1 | SCBA PM - Annual/ Millwright | SCBA Cylinder Group 6 | FHO-SES-SCBA-JUN | 1000000 | FHO-SES-SCBA-0021 | Test and Inspect the Air Breathing unit and Air Cylinder to purge and ill
FHO-SCBA | 1 | SCBA PM - Annual/ Millwright | SCBA Cylinder Group 6 | FHO-SES-SCBA-JUN | 3000000 | FHO-SES-SCBA-0023 | Test and Inspect the Air Breathing unit and Air Cylinder to purge and ill
FHO-SCBA | 1 | SCBA PM - Annual/ Millwright | SCBA Cylinder Group 6 | FHO-SES-SCBA-JUN | 4000000 | FHO-SES-SCBA-0024 | Test and Inspect the Air Breathing unit and Air Cylinder to purge and ill
FHO-SCBA | 1 | SCBA PM - Annual/ Millwright | SCBA Cylinder Group 3 | FHO-SES-SCBA-MAR | 1000000 | FHO-SES-SCBA-0009 | Test and Inspect the Air Breathing unit and Air Cylinder to purge and ill
FHO-SCBA | 1 | SCBA PM - Annual/ Millwright | SCBA Cylinder Group 3 | FHO-SES-SCBA-MAR | 2000000 | FHO-SES-SCBA-0010 | Test and Inspect the Air Breathing unit and Air Cylinder to purge and ill
FHO-SCBA | 1 | SCBA PM - Annual/ Millwright | SCBA Cylinder Group 3 | FHO-SES-SCBA-MAR | 3000000 | FHO-SES-SCBA-0011 | Test and Inspect the Air Breathing unit and Air Cylinder to purge and ill
FHO-SCBA | 1 | SCBA PM - Annual/ Millwright | SCBA Cylinder Group 3 | FHO-SES-SCBA-MAR | 4000000 | FHO-SES-SCBA-0012 | Test and Inspect the Air Breathing unit and Air Cylinder to purge and ill
FHO-SCBA | 1 | SCBA PM - Annual/ Millwright | SCBA Cylinder Group 5 | FHO-SES-SCBA-MAY | 1000000 | FHO-SES-SCBA-0017 | Test and Inspect the Air Breathing unit and Air Cylinder to purge and ill
FHO-SCBA | 1 | SCBA PM - Annual/ Millwright | SCBA Cylinder Group 5 | FHO-SES-SCBA-MAY | 2000000 | FHO-SES-SCBA-0018 | Test and Inspect the Air Breathing unit and Air Cylinder to purge and ill
FHO-SCBA | 1 | SCBA PM - Annual/ Millwright | SCBA Cylinder Group 5 | FHO-SES-SCBA-MAY | 3000000 | FHO-SES-SCBA-0019 | Test and Inspect the Air Breathing unit and Air Cylinder to purge and ill
FHO-SCBA | 1 | SCBA PM - Annual/ Millwright | SCBA Cylinder Group 5 | FHO-SES-SCBA-MAY | 4000000 | FHO-SES-SCBA-0020 | Test and Inspect the Air Breathing unit and Air Cylinder to purge and ill
FHO-SCBA | 1 | SCBA PM - Annual/ Millwright | SCBA Cylinder Group 11 | FHO-SES-SCBA-NOV | 1000000 | FHO-SES-SCBA-0045 | Test and Inspect the Air Breathing unit and Air Cylinder to purge and ill
FHO-SCBA | 1 | SCBA PM - Annual/ Millwright | SCBA Cylinder Group 11 | FHO-SES-SCBA-NOV | 2000000 | FHO-SES-SCBA-0046 | Test and Inspect the Air Breathing unit and Air Cylinder to purge and ill
FHO-SCBA | 1 | SCBA PM - Annual/ Millwright | SCBA Cylinder Group 11 | FHO-SES-SCBA-NOV | 3000000 | FHO-SES-SCBA-0047 | Test and Inspect the Air Breathing unit and Air Cylinder to purge and ill
FHO-SCBA | 1 | SCBA PM - Annual/ Millwright | SCBA Cylinder Group 11 | FHO-SES-SCBA-NOV | 4000000 | FHO-SES-SCBA-0048 | Test and Inspect the Air Breathing unit and Air Cylinder to purge and ill
FHO-SCBA | 1 | SCBA PM - Annual/ Millwright | SCBA Cylinder Group 10 | FHO-SES-SCBA-OCT | 2000000 | FHO-SES-SCBA-0038 | Test and Inspect the Air Breathing unit and Air Cylinder to purge and ill
FHO-SCBA | 1 | SCBA PM - Annual/ Millwright | SCBA Cylinder Group 10 | FHO-SES-SCBA-OCT | 3000000 | FHO-SES-SCBA-0039 | Test and Inspect the Air Breathing unit and Air Cylinder to purge and ill
FHO-SCBA | 1 | SCBA PM - Annual/ Millwright | SCBA Cylinder Group 10 | FHO-SES-SCBA-OCT | 1000000 | FHO-SES-SCBA-0037 | Test and Inspect the Air Breathing unit and Air Cylinder to purge and ill
FHO-SCBA | 1 | SCBA PM - Annual/ Millwright | SCBA Cylinder Group 9 | FHO-SES-SCBA-SEP | 1000000 | FHO-SES-SCBA-0033 | Test and Inspect the Air Breathing unit and Air Cylinder to purge and ill
FHO-SCBA | 1 | SCBA PM - Annual/ Millwright | SCBA Cylinder Group 9 | FHO-SES-SCBA-SEP | 4000000 | FHO-SES-SCBA-0036 | Test and Inspect the Air Breathing unit and Air Cylinder to purge and ill
FHO-SCBA | 1 | SCBA PM - Annual/ Millwright | SCBA Cylinder Group 9 | FHO-SES-SCBA-SEP | 2000000 | FHO-SES-SCBA-0034 | Test and Inspect the Air Breathing unit and Air Cylinder to purge and ill
FHO-SCBA | 1 | SCBA PM - Annual/ Millwright | SCBA Cylinder Group 9 | FHO-SES-SCBA-SEP | 3000000 | FHO-SES-SCBA-0035 | Test and Inspect the Air Breathing unit and Air Cylinder to purge and ill
FHO-SCBA | 2 | SCBA Tank Harness Inspection-Annual/Millwright | SCBA Harnesses | FHO-SES-SCBA-HARNESS | 12000000 | FHO-SES-SCBA-HARNESS12 | Inspect harness
FHO-SCBA | 2 | SCBA Tank Harness Inspection-Annual/Millwright | SCBA Harnesses | FHO-SES-SCBA-HARNESS | 1000000 | FHO-SES-SCBA-HARNESS1 | Inspect harness
FHO-SCBA | 2 | SCBA Tank Harness Inspection-Annual/Millwright | SCBA Harnesses | FHO-SES-SCBA-HARNESS | 2000000 | FHO-SES-SCBA-HARNESS2 | Inspect harness
FHO-SCBA | 2 | SCBA Tank Harness Inspection-Annual/Millwright | SCBA Harnesses | FHO-SES-SCBA-HARNESS | 3000000 | FHO-SES-SCBA-HARNESS3 | Inspect harness
FHO-SCBA | 2 | SCBA Tank Harness Inspection-Annual/Millwright | SCBA Harnesses | FHO-SES-SCBA-HARNESS | 4000000 | FHO-SES-SCBA-HARNESS4 | Inspect harness
FHO-SCBA | 2 | SCBA Tank Harness Inspection-Annual/Millwright | SCBA Harnesses | FHO-SES-SCBA-HARNESS | 5000000 | FHO-SES-SCBA-HARNESS5 | Inspect harness
FHO-SCBA | 2 | SCBA Tank Harness Inspection-Annual/Millwright | SCBA Harnesses | FHO-SES-SCBA-HARNESS | 6000000 | FHO-SES-SCBA-HARNESS6 | Inspect harness
FHO-SCBA | 2 | SCBA Tank Harness Inspection-Annual/Millwright | SCBA Harnesses | FHO-SES-SCBA-HARNESS | 7000000 | FHO-SES-SCBA-HARNESS7 | Inspect harness
FHO-SCBA | 2 | SCBA Tank Harness Inspection-Annual/Millwright | SCBA Harnesses | FHO-SES-SCBA-HARNESS | 8000000 | FHO-SES-SCBA-HARNESS8 | Inspect harness
FHO-SCBA | 2 | SCBA Tank Harness Inspection-Annual/Millwright | SCBA Harnesses | FHO-SES-SCBA-HARNESS | 9000000 | FHO-SES-SCBA-HARNESS9 | Inspect harness
FHO-SCBA | 2 | SCBA Tank Harness Inspection-Annual/Millwright | SCBA Harnesses | FHO-SES-SCBA-HARNESS | 10000000 | FHO-SES-SCBA-HARNESS10 | Inspect harness
FHO-SCBA | 2 | SCBA Tank Harness Inspection-Annual/Millwright | SCBA Harnesses | FHO-SES-SCBA-HARNESS | 11000000 | FHO-SES-SCBA-HARNESS11 | Inspect harness
FHO-SCRUB | 8 | Functional Test of SO2 Gas Sensors - Yearly | Detector, Ambient Sulphur Dioxide, Chemical Building, S4, SBS Storage Room | FHO-SBS-AIT-0001 | 1000000 | FHO-DCL-AIT-0204 | Functional Test of So2 Sensor chlorine storage room gas detector sensors and feed room gas detector sensors
FHO-SCRUB | 8 | Functional Test of SO2 Gas Sensors - Yearly | Detector, Ambient Sulphur Dioxide, Chemical Building, S4, SBS Storage Room | FHO-SBS-AIT-0001 | 2000000 | FHO-DCL-AIT-0205 | Functional Test of So2 Sensor chlorine storage room gas detector sensors and feed room gas detector sensors
FHO-SCRUB | 8 | Functional Test of SO2 Gas Sensors - Yearly | Detector, Ambient Sulphur Dioxide, Chemical Building, S4, SBS Storage Room | FHO-SBS-AIT-0001 | 4000000 | FHO-DCL-AIT-0104 | Functional Test of So2 Sensor chlorine storage room gas detector sensors and feed room gas detector sensors
FHO-SCRUB | 8 | Functional Test of SO2 Gas Sensors - Yearly | Detector, Ambient Sulphur Dioxide, Chemical Building, S4, SBS Storage Room | FHO-SBS-AIT-0001 | 3000000 | FHO-DCL-AIT-0103 | Functional Test of So2 Sensor chlorine storage room gas detector sensors and feed room gas detector sensors
FHO-SCRUB | 12 | Six Montlhly-Calibration of Scrubber Plenum / Exhaust Gas Dector Sensors / EICT | Safety & Environmental Services | FHO-SES | 1000000 | FHO-CL-AIT-0006 | Calibration check of the scrubber plenum gas detector sensor as per
FHO-SCRUB | 12 | Six Montlhly-Calibration of Scrubber Plenum / Exhaust Gas Dector Sensors / EICT | Safety & Environmental Services | FHO-SES | 2000000 | FHO-DCL-AIT-0007 | Calibration check of the scrubber plenum gas detector sensor as per
FHO-SCRUB | 12 | Six Montlhly-Calibration of Scrubber Plenum / Exhaust Gas Dector Sensors / EICT | Safety & Environmental Services | FHO-SES | 3000000 | FHO-CL-AIT-0004 | Calibration check of the scrubber plenum gas detector sensor as per
FHO-SCRUB | 12 | Six Montlhly-Calibration of Scrubber Plenum / Exhaust Gas Dector Sensors / EICT | Safety & Environmental Services | FHO-SES | 4000000 | FHO-DCL-AIT-0005 | Calibration check of the scrubber plenum gas detector sensor as per
FHO-SES | 19 | Pressure Test Chemical Suits - Annual Millwright/Contractor | Chemical Suits, Plant Wide | FHO-SES-CHEM SUIT | 3000000 | FHO-SES-SQ-9026 | Assist contractor in testing chemical suit on site
FHO-SES | 19 | Pressure Test Chemical Suits - Annual Millwright/Contractor | Chemical Suits, Plant Wide | FHO-SES-CHEM SUIT | 1000000 | FHO-SES-SQ-9024 | Assist contractor in testing chemical suit on site
FHO-SES | 19 | Pressure Test Chemical Suits - Annual Millwright/Contractor | Chemical Suits, Plant Wide | FHO-SES-CHEM SUIT | 4000000 | FHO-SES-SQ-9027 | Assist contractor in testing chemical suit on site
FHO-SES | 19 | Pressure Test Chemical Suits - Annual Millwright/Contractor | Chemical Suits, Plant Wide | FHO-SES-CHEM SUIT | 2000000 | FHO-SES-SQ-9025 | Assist contractor in testing chemical suit on site
FHO-SES | 19 | Pressure Test Chemical Suits - Annual Millwright/Contractor | Chemical Suits, Plant Wide | FHO-SES-CHEM SUIT | 5000000 | FHO-SES-SQ-9028 | Assist contractor in testing chemical suit on site
FHO-SES | 20 | Annual-Eye Wash Station Inspection -Legislative- Millwright | FHO-Routine | FHO-RTE | 2000000 | FHO-SES-SQ-7006 | Inspect Eyewash Station
FHO-SES | 20 | Annual-Eye Wash Station Inspection -Legislative- Millwright | FHO-Routine | FHO-RTE | 1000000 | FHO-SES-SQ-7004 | Inspect Eyewash Station
FHO-SES | 20 | Annual-Eye Wash Station Inspection -Legislative- Millwright | FHO-Routine | FHO-RTE | 5000000 | FHO-SES-SQ-7007 | Inspect Eyewash Station
FHO-SES | 20 | Annual-Eye Wash Station Inspection -Legislative- Millwright | FHO-Routine | FHO-RTE | 3000000 | FHO-SES-SQ-7012 | Inspect Eyewash Station
FHO-SES | 20 | Annual-Eye Wash Station Inspection -Legislative- Millwright | FHO-Routine | FHO-RTE | 6000000 | FHO-SES-SQ-7008 | Inspect Eyewash Station
FHO-SES | 20 | Annual-Eye Wash Station Inspection -Legislative- Millwright | FHO-Routine | FHO-RTE | 4000000 | FHO-SES-SQ-7014 | Inspect Eyewash Station
FHO-SES | 20 | Annual-Eye Wash Station Inspection -Legislative- Millwright | FHO-Routine | FHO-RTE | 8000000 | FHO-SES-SQ-7001 | Inspect Eyewash Station
FHO-SES | 20 | Annual-Eye Wash Station Inspection -Legislative- Millwright | FHO-Routine | FHO-RTE | 7000000 | FHO-SES-SQ-7010 | Inspect Eyewash Station
FHO-SES | 20 | Annual-Eye Wash Station Inspection -Legislative- Millwright | FHO-Routine | FHO-RTE | 9000000 | FHO-SES-SQ-7002 | Inspect Eyewash Station
FHO-SES | 20 | Annual-Eye Wash Station Inspection -Legislative- Millwright | FHO-Routine | FHO-RTE | 10000000 | FHO-SES-SQ-7003 | Inspect Eyewash Station
FHO-SES | 20 | Annual-Eye Wash Station Inspection -Legislative- Millwright | FHO-Routine | FHO-RTE | 11000000 | FHO-SES-SQ-7013 | Inspect Eyewash Station
FHO-SPRING | 6 | Humidifiers - Switch Off - Yearly | Plant wide | FHO-ACC-HU-GROUP1 | 1000000 | FHO-ACC-HU-GROUP1 | Stop humidifier
FHO-SPRING | 6 | Humidifiers - Switch Off - Yearly | Plant wide | FHO-ACC-HU-GROUP1 | 2000000 | FHO-ACC-HU-GROUP1 | Stop humidifier
FHO-WWW | 1 | Weekly Waste Water System and Clarifier Checks -Millwright - Weekly | Residue Management / Waste Water System | FHO-WWW | 1000000 | FHO-WWW-M-0101A | Perform weekly check on rake drive system
FHO-WWW | 1 | Weekly Waste Water System and Clarifier Checks -Millwright - Weekly | Residue Management / Waste Water System | FHO-WWW | 3000000 | FHO-WWW-M-0201A | Perform weekly check on rake drive system
FHO-WWW | 1 | Weekly Waste Water System and Clarifier Checks -Millwright - Weekly | Residue Management / Waste Water System | FHO-WWW | 2000000 | FHO-WWW-M-0101B | Perform weekly check on rake drive system
FHO-WWW | 1 | Weekly Waste Water System and Clarifier Checks -Millwright - Weekly | Residue Management / Waste Water System | FHO-WWW | 4000000 | FHO-WWW-M-0201B | Perform weekly check on rake drive system
FHO-WWW | 13 | Yearly Sludge Pit Pumps Valve Lubrication PM - Millwright | Residue Management / Waste Water System | FHO-WWW | 2000000 | FHO-WWW-V-0506 | Grease the sludge tank pump outlet valve spindle
FHO-WWW | 13 | Yearly Sludge Pit Pumps Valve Lubrication PM - Millwright | Residue Management / Waste Water System | FHO-WWW | 1000000 | FHO-WWW-V-0406 | Grease the sludge tank pump outlet valve spindle
FHO-WWW1 | 10 | Rake Drive Torque Sensor Check - EICT - Monthly | Residue Management / Waste Water System | FHO-WWW | 1000000 | FHO-WWW-M-0101A | Check torque sensor
FHO-WWW1 | 10 | Rake Drive Torque Sensor Check - EICT - Monthly | Residue Management / Waste Water System | FHO-WWW | 2000000 | FHO-WWW-M-0201A | Check torque sensor
FIS-BLDG | 2 | Yearly Inspection of FIS Building Roofs -PT | Building Maintenance | FIS-GRK-MEQ-0101 | 1000000 | FIS-MAINTNCE-BUILDNG | Check for pooling of water if pooling found or not please enter the building to check for internal leaks from roof
FIS-BLDG | 2 | Yearly Inspection of FIS Building Roofs -PT | Building Maintenance | FIS-GRK-MEQ-0101 | 4000000 | FIS-AMMONIA BUILDING | Check for pooling of water if pooling found or not please enter the building to check for internal leaks from roof
FIS-BLDG | 2 | Yearly Inspection of FIS Building Roofs -PT | Building Maintenance | FIS-GRK-MEQ-0101 | 2000000 | FIS-CHLORIN-BUILDING | Check for pooling of water if pooling found or not please enter the building to check for internal leaks from roof
FIS-BLDG | 2 | Yearly Inspection of FIS Building Roofs -PT | Building Maintenance | FIS-GRK-MEQ-0101 | 5000000 | FIS-ADMIN-BUILDING | Check for pooling of water if pooling found or not please enter the building to check for internal leaks from roof
FIS-BLDG | 2 | Yearly Inspection of FIS Building Roofs -PT | Building Maintenance | FIS-GRK-MEQ-0101 | 3000000 | FIS-MARINE-BUILDING | Check for pooling of water if pooling found or not please enter the building to check for internal leaks from roof
FIS-BLDG | 2 | Yearly Inspection of FIS Building Roofs -PT | Building Maintenance | FIS-GRK-MEQ-0101 | 6000000 | FIS-FILTER-BUILDING | Check for pooling of water if pooling found or not please enter the building to check for internal leaks from roof
FIS-BLDG | 2 | Yearly Inspection of FIS Building Roofs -PT | Building Maintenance | FIS-GRK-MEQ-0101 | 7000000 | FIS-RAW WATER-BLDG | Check for pooling of water if pooling found or not please enter the building to check for internal leaks from roof
FIS-BLDG | 2 | Yearly Inspection of FIS Building Roofs -PT | Building Maintenance | FIS-GRK-MEQ-0101 | 8000000 | FIS-POL-ROOM | Check for pooling of water if pooling found or not please enter the building to check for internal leaks from roof
FIS-BLDG | 2 | Yearly Inspection of FIS Building Roofs -PT | Building Maintenance | FIS-GRK-MEQ-0101 | 10000000 | FIS-RMF 5&7 ACCESS-BLDG | Check for pooling of water if pooling found or not please enter the building to check for internal leaks from roof
FIS-BLDG | 2 | Yearly Inspection of FIS Building Roofs -PT | Building Maintenance | FIS-GRK-MEQ-0101 | 9000000 | FIS-MET MIX-BUILDING | Check for pooling of water if pooling found or not please enter the building to check for internal leaks from roof
FIS-BLDG | 2 | Yearly Inspection of FIS Building Roofs -PT | Building Maintenance | FIS-GRK-MEQ-0101 | 11000000 | FIS-RMF 9&11 ACCESS-BLDG | Check for pooling of water if pooling found or not please enter the building to check for internal leaks from roof
FIS-BLDG | 2 | Yearly Inspection of FIS Building Roofs -PT | Building Maintenance | FIS-GRK-MEQ-0101 | 12000000 | FIS-INTAKE-BUILDING | Check for pooling of water if pooling found or not please enter the building to check for internal leaks from roof
FIS-BLDG | 9 | Monthly Functional Test of Ground Fault Interrupters - EICT | Ground Fault Circuit Interrupter | FIS-SES-SQ-0004 | 1000000 | FIS-ELS-GFI-0001 | Functional test the ground fault interrupter
FIS-BLDG | 9 | Monthly Functional Test of Ground Fault Interrupters - EICT | Ground Fault Circuit Interrupter | FIS-SES-SQ-0004 | 20000000 | FIS-ELS-GFI-0020 | Functional test the ground fault interrupter
FIS-BLDG | 9 | Monthly Functional Test of Ground Fault Interrupters - EICT | Ground Fault Circuit Interrupter | FIS-SES-SQ-0004 | 2000000 | FIS-ELS-GFI-0002 | Functional test the ground fault interrupter
FIS-BLDG | 9 | Monthly Functional Test of Ground Fault Interrupters - EICT | Ground Fault Circuit Interrupter | FIS-SES-SQ-0004 | 21000000 | FIS-ELS-GFI-0021 | Functional test the ground fault interrupter
FIS-BLDG | 9 | Monthly Functional Test of Ground Fault Interrupters - EICT | Ground Fault Circuit Interrupter | FIS-SES-SQ-0004 | 3000000 | FIS-ELS-GFI-0003 | Functional test the ground fault interrupter
FIS-BLDG | 9 | Monthly Functional Test of Ground Fault Interrupters - EICT | Ground Fault Circuit Interrupter | FIS-SES-SQ-0004 | 24000000 | FIS-ELS-GFI-0024 | Functional test the ground fault interrupter
FIS-BLDG | 9 | Monthly Functional Test of Ground Fault Interrupters - EICT | Ground Fault Circuit Interrupter | FIS-SES-SQ-0004 | 4000000 | FIS-ELS-GFI-0004 | Functional test the ground fault interrupter
FIS-BLDG | 9 | Monthly Functional Test of Ground Fault Interrupters - EICT | Ground Fault Circuit Interrupter | FIS-SES-SQ-0004 | 25000000 | FIS-ELS-GFI-0025 | Functional test the ground fault interrupter
FIS-BLDG | 9 | Monthly Functional Test of Ground Fault Interrupters - EICT | Ground Fault Circuit Interrupter | FIS-SES-SQ-0004 | 5000000 | FIS-ELS-GFI-0005 | Functional test the ground fault interrupter
FIS-BLDG | 9 | Monthly Functional Test of Ground Fault Interrupters - EICT | Ground Fault Circuit Interrupter | FIS-SES-SQ-0004 | 28000000 | FIS-ELS-GFI-0028 | Functional test the ground fault interrupter
FIS-BLDG | 9 | Monthly Functional Test of Ground Fault Interrupters - EICT | Ground Fault Circuit Interrupter | FIS-SES-SQ-0004 | 6000000 | FIS-ELS-GFI-0006 | Functional test the ground fault interrupter
FIS-BLDG | 9 | Monthly Functional Test of Ground Fault Interrupters - EICT | Ground Fault Circuit Interrupter | FIS-SES-SQ-0004 | 32000000 | FIS-ELS-GFI-0032 | Functional test the ground fault interrupter
FIS-BLDG | 9 | Monthly Functional Test of Ground Fault Interrupters - EICT | Ground Fault Circuit Interrupter | FIS-SES-SQ-0004 | 7000000 | FIS-ELS-GFI-0007 | Functional test the ground fault interrupter
FIS-BLDG | 9 | Monthly Functional Test of Ground Fault Interrupters - EICT | Ground Fault Circuit Interrupter | FIS-SES-SQ-0004 | 33000000 | FIS-ELS-GFI-0033 | Functional test the ground fault interrupter
FIS-BLDG | 9 | Monthly Functional Test of Ground Fault Interrupters - EICT | Ground Fault Circuit Interrupter | FIS-SES-SQ-0004 | 8000000 | FIS-ELS-GFI-0008 | Functional test the ground fault interrupter
FIS-BLDG | 9 | Monthly Functional Test of Ground Fault Interrupters - EICT | Ground Fault Circuit Interrupter | FIS-SES-SQ-0004 | 9000000 | FIS-ELS-GFI-0009 | Functional test the ground fault interrupter
FIS-BLDG | 9 | Monthly Functional Test of Ground Fault Interrupters - EICT | Ground Fault Circuit Interrupter | FIS-SES-SQ-0004 | 10000000 | FIS-ELS-GFI-0010 | Functional test the ground fault interrupter
FIS-BLDG | 9 | Monthly Functional Test of Ground Fault Interrupters - EICT | Ground Fault Circuit Interrupter | FIS-SES-SQ-0004 | 11000000 | FIS-ELS-GFI-0011 | Functional test the ground fault interrupter
FIS-BLDG | 9 | Monthly Functional Test of Ground Fault Interrupters - EICT | Ground Fault Circuit Interrupter | FIS-SES-SQ-0004 | 12000000 | FIS-ELS-GFI-0012 | Functional test the ground fault interrupter
FIS-BLDG | 9 | Monthly Functional Test of Ground Fault Interrupters - EICT | Ground Fault Circuit Interrupter | FIS-SES-SQ-0004 | 13000000 | FIS-ELS-GFI-0013 | Functional test the ground fault interrupter
FIS-BLDG | 9 | Monthly Functional Test of Ground Fault Interrupters - EICT | Ground Fault Circuit Interrupter | FIS-SES-SQ-0004 | 14000000 | FIS-ELS-GFI-0014 | Functional test the ground fault interrupter
FIS-BLDG | 9 | Monthly Functional Test of Ground Fault Interrupters - EICT | Ground Fault Circuit Interrupter | FIS-SES-SQ-0004 | 15000000 | FIS-ELS-GFI-0015 | Functional test the ground fault interrupter
FIS-BLDG | 9 | Monthly Functional Test of Ground Fault Interrupters - EICT | Ground Fault Circuit Interrupter | FIS-SES-SQ-0004 | 16000000 | FIS-ELS-GFI-0016 | Functional test the ground fault interrupter
FIS-BLDG | 9 | Monthly Functional Test of Ground Fault Interrupters - EICT | Ground Fault Circuit Interrupter | FIS-SES-SQ-0004 | 17000000 | FIS-ELS-GFI-0017 | Functional test the ground fault interrupter
FIS-BLDG | 9 | Monthly Functional Test of Ground Fault Interrupters - EICT | Ground Fault Circuit Interrupter | FIS-SES-SQ-0004 | 18000000 | FIS-ELS-GFI-0018 | Functional test the ground fault interrupter
FIS-BLDG | 9 | Monthly Functional Test of Ground Fault Interrupters - EICT | Ground Fault Circuit Interrupter | FIS-SES-SQ-0004 | 19000000 | FIS-ELS-GFI-0019 | Functional test the ground fault interrupter
FIS-BLDG | 9 | Monthly Functional Test of Ground Fault Interrupters - EICT | Ground Fault Circuit Interrupter | FIS-SES-SQ-0004 | 22000000 | FIS-ELS-GFI-0022 | Functional test the ground fault interrupter
FIS-BLDG | 9 | Monthly Functional Test of Ground Fault Interrupters - EICT | Ground Fault Circuit Interrupter | FIS-SES-SQ-0004 | 23000000 | FIS-ELS-GFI-0023 | Functional test the ground fault interrupter
FIS-BLDG | 9 | Monthly Functional Test of Ground Fault Interrupters - EICT | Ground Fault Circuit Interrupter | FIS-SES-SQ-0004 | 26000000 | FIS-ELS-GFI-0026 | Functional test the ground fault interrupter
FIS-BLDG | 9 | Monthly Functional Test of Ground Fault Interrupters - EICT | Ground Fault Circuit Interrupter | FIS-SES-SQ-0004 | 27000000 | FIS-ELS-GFI-0027 | Functional test the ground fault interrupter
FIS-BLDG | 9 | Monthly Functional Test of Ground Fault Interrupters - EICT | Ground Fault Circuit Interrupter | FIS-SES-SQ-0004 | 29000000 | FIS-ELS-GFI-0029 | Functional test the ground fault interrupter
FIS-BLDG | 9 | Monthly Functional Test of Ground Fault Interrupters - EICT | Ground Fault Circuit Interrupter | FIS-SES-SQ-0004 | 30000000 | FIS-ELS-GFI-0030 | Functional test the ground fault interrupter
FIS-BLDG | 9 | Monthly Functional Test of Ground Fault Interrupters - EICT | Ground Fault Circuit Interrupter | FIS-SES-SQ-0004 | 31000000 | FIS-ELS-GFI-0031 | Functional test the ground fault interrupter
FIS-BLDG | 9 | Monthly Functional Test of Ground Fault Interrupters - EICT | Ground Fault Circuit Interrupter | FIS-SES-SQ-0004 | 34000000 | FIS-ELS-GFI-0034 | Functional test the ground fault interrupter
FIS-BLDG | 12 | Weekly Test of Emergency Eyewash Stations -PT | Eyewash Stations | FIS-SES-EYE | 1000000 | FIS-SES-SQ-5001 | Inspect the Eyewash Station STATION
FIS-BLDG | 12 | Weekly Test of Emergency Eyewash Stations -PT | Eyewash Stations | FIS-SES-EYE | 4000000 | FIS-SES-SQ-0401 | Inspect the Eyewash Station STATION
FIS-BLDG | 12 | Weekly Test of Emergency Eyewash Stations -PT | Eyewash Stations | FIS-SES-EYE | 2000000 | FIS-SES-SQ-3501 | Inspect the Eyewash Station STATION
FIS-BLDG | 12 | Weekly Test of Emergency Eyewash Stations -PT | Eyewash Stations | FIS-SES-EYE | 5000000 | FIS-SES-SQ-1401 | Inspect the Eyewash Station STATION
FIS-BLDG | 12 | Weekly Test of Emergency Eyewash Stations -PT | Eyewash Stations | FIS-SES-EYE | 3000000 | FIS-SES-SQ-4501 | Inspect the Eyewash Station STATION
FIS-BLDG | 12 | Weekly Test of Emergency Eyewash Stations -PT | Eyewash Stations | FIS-SES-EYE | 7000000 | FIS-SES-SQ-4502 | Inspect the Eyewash Station STATION
FIS-BLDG | 12 | Weekly Test of Emergency Eyewash Stations -PT | Eyewash Stations | FIS-SES-EYE | 6000000 | FIS-SES-SQ-0601 | Inspect the Eyewash Station STATION
FIS-BLDG | 12 | Weekly Test of Emergency Eyewash Stations -PT | Eyewash Stations | FIS-SES-EYE | 8000000 | FIS-SES-SQ-5002 | Inspect the Eyewash Station STATION
FIS-BLDG | 12 | Weekly Test of Emergency Eyewash Stations -PT | Eyewash Stations | FIS-SES-EYE | 9000000 | FIS-SES-SQ-1601 | Inspect the Eyewash Station STATION
FIS-CCS | 1 | Monthly-Corrosion Control Skid Visual Inspection and Containment Float Checks-PT | Corrosion Control | FIS-CCS | 1000000 | FIS-CCS-P-0101 | Check the corrosion control system for visual leaks
FIS-CCS | 1 | Monthly-Corrosion Control Skid Visual Inspection and Containment Float Checks-PT | Corrosion Control | FIS-CCS | 2000000 | FIS-CCS-P-0201 | Check the corrosion control system for visual leaks
FIS-CCS | 1 | Monthly-Corrosion Control Skid Visual Inspection and Containment Float Checks-PT | Corrosion Control | FIS-CCS | 3000000 | FIS-CCS-P-0301 | Check the corrosion control system for visual leaks
FIS-CCS | 1 | Monthly-Corrosion Control Skid Visual Inspection and Containment Float Checks-PT | Corrosion Control | FIS-CCS | 4000000 | FIS-CCS-P-0102 | Check the corrosion control system for visual leaks
FIS-CCS | 11 | 2 Year-Ladder/Platform Check-Millwright | Tank, Phosphoric Acid Storage, Workshop Building, Chemical Storage | FIS-CCS-T-0101 | 1000000 | FIS-CCS-T-0101 | Check the phosphoric acid storage tank access ladders platform
FIS-CCS | 11 | 2 Year-Ladder/Platform Check-Millwright | Tank, Phosphoric Acid Storage, Workshop Building, Chemical Storage | FIS-CCS-T-0101 | 2000000 | FIS-CCS-T-0201 | Check the phosphoric acid storage tank access ladders platform
FIS-DEW | 1 | 3 Month Dewatering Pumps PM - Millwright | Dewatering & Drainage | FIS-DEW | 1000000 | FIS-DEW-P-0001A | Check Pump and Valves Operation
FIS-DEW | 1 | 3 Month Dewatering Pumps PM - Millwright | Dewatering & Drainage | FIS-DEW | 2000000 | FIS-DEW-P-0001B | Check Pump and Valves Operation
FIS-DEW | 1 | 3 Month Dewatering Pumps PM - Millwright | Dewatering & Drainage | FIS-DEW | 3000000 | FIS-DEW-P-0006A | Check Pump and Valves Operation
FIS-DEW | 1 | 3 Month Dewatering Pumps PM - Millwright | Dewatering & Drainage | FIS-DEW | 4000000 | FIS-DEW-P-0006B | Check Pump and Valves Operation
FIS-FL | 8 | 3 Month Feed Pump Bearing Check -Millwright | Fluoridation | FIS-FL | 1000000 | FIS-FL-P-0101 | Tactile and auditory inspection of the feed pump and motor bearings
FIS-FL | 8 | 3 Month Feed Pump Bearing Check -Millwright | Fluoridation | FIS-FL | 2000000 | FIS-FL-P-0201 | Tactile and auditory inspection of the feed pump and motor bearings
FIS-FL | 9 | Yearly Fluoride Tank Sight Glass Check - PT | Fluoridation | FIS-FL | 1000000 | FIS-FL-T-0101 | Check the fluoride tank level sight glass visibility
FIS-FL | 9 | Yearly Fluoride Tank Sight Glass Check - PT | Fluoridation | FIS-FL | 2000000 | FIS-FL-T-0201 | Check the fluoride tank level sight glass visibility
FIS-FL | 9 | Yearly Fluoride Tank Sight Glass Check - PT | Fluoridation | FIS-FL | 3000000 | FIS-FL-T-0301 | Check the fluoride tank level sight glass visibility
FIS-FL | 14 | 2 Years Ladder and Platform Check | Fluoridation | FIS-FL | 3000000 | FIS-FL-T-0301 | Check the fluoride storage tank access laddersplatform
FIS-FL | 14 | 2 Years Ladder and Platform Check | Fluoridation | FIS-FL | 1000000 | FIS-FL-T-0101 | Check the fluoride storage tank access laddersplatform
FIS-FL | 14 | 2 Years Ladder and Platform Check | Fluoridation | FIS-FL | 2000000 | FIS-FL-T-0201 | Check the fluoride storage tank access laddersplatform
FIS-FL | 17 | 5 Years Fluoride Tank Cleaning and Inspection | Fluoridation | FIS-FL | 1000000 | FIS-FL-T-0101 | Clean and check the fluoride storage tank lining
FIS-FL | 17 | 5 Years Fluoride Tank Cleaning and Inspection | Fluoridation | FIS-FL | 2000000 | FIS-FL-T-0201 | Clean and check the fluoride storage tank lining
FIS-FL | 17 | 5 Years Fluoride Tank Cleaning and Inspection | Fluoridation | FIS-FL | 3000000 | FIS-FL-T-0301 | Clean and check the fluoride storage tank lining
FIS-FLT | 7 | Yearly Composite Sample Flow Alarm Circuit Test - EICT | Switch, Flow, Low, Filter Composite Turbidity Analyser AIT 0003, Filter Building, Pump Room East | FIS-FLT-FSL-0003 | 1000000 | FIS-FLT-FSL-0002SUS | Functional test of the sample line flow low switches
FIS-FLT | 7 | Yearly Composite Sample Flow Alarm Circuit Test - EICT | Switch, Flow, Low, Filter Composite Turbidity Analyser AIT 0003, Filter Building, Pump Room East | FIS-FLT-FSL-0003 | 2000000 | FIS-FLT-FSL-0003 | Functional test of the sample line flow low switches
FIS-FLT | 7 | Yearly Composite Sample Flow Alarm Circuit Test - EICT | Switch, Flow, Low, Filter Composite Turbidity Analyser AIT 0003, Filter Building, Pump Room East | FIS-FLT-FSL-0003 | 3000000 | FIS-FLT-FSL-0004 | Functional test of the sample line flow low switches
FIS-FLT | 10 | Yearly Filter Electrical PM | Filter, Settled Water, Filter Building, Filter Gallery | FIS-FLT-F-0100 | 2000000 | FIS-FLT-V-0101 | Visually inspect the filter valve actuator electrical cable connection
FIS-FLT | 10 | Yearly Filter Electrical PM | Filter, Settled Water, Filter Building, Filter Gallery | FIS-FLT-F-0100 | 4000000 | FIS-FLT-V-0102 | Visually inspect the filter valve actuator electrical cable connection
FIS-FLT | 10 | Yearly Filter Electrical PM | Filter, Settled Water, Filter Building, Filter Gallery | FIS-FLT-F-0100 | 8000000 | FIS-FLT-V-0104 | Visually inspect the filter valve actuator electrical cable connection
FIS-FLT | 10 | Yearly Filter Electrical PM | Filter, Settled Water, Filter Building, Filter Gallery | FIS-FLT-F-0100 | 10000000 | FIS-FLT-G-0101 | Visually inspect the filter valve actuator electrical cable connection
FIS-FLT | 10 | Yearly Filter Electrical PM | Filter, Settled Water, Filter Building, Filter Gallery | FIS-FLT-F-0200 | 10000000 | FIS-FLT-G-0201 | Visually inspect the filter valve actuator electrical cable connection
FIS-FLT | 10 | Yearly Filter Electrical PM | Filter, Settled Water, Filter Building, Filter Gallery | FIS-FLT-F-0200 | 2000000 | FIS-FLT-V-0201 | Visually inspect the filter valve actuator electrical cable connection
FIS-FLT | 10 | Yearly Filter Electrical PM | Filter, Settled Water, Filter Building, Filter Gallery | FIS-FLT-F-0200 | 4000000 | FIS-FLT-V-0202 | Visually inspect the filter valve actuator electrical cable connection
FIS-FLT | 10 | Yearly Filter Electrical PM | Filter, Settled Water, Filter Building, Filter Gallery | FIS-FLT-F-0200 | 8000000 | FIS-FLT-V-0204 | Visually inspect the filter valve actuator electrical cable connection
FIS-FLT | 10 | Yearly Filter Electrical PM | Filter, Settled Water, Filter Building, Filter Gallery | FIS-FLT-F-0300 | 2000000 | FIS-FLT-V-0301 | Visually inspect the filter valve actuator electrical cable connection
FIS-FLT | 10 | Yearly Filter Electrical PM | Filter, Settled Water, Filter Building, Filter Gallery | FIS-FLT-F-0300 | 4000000 | FIS-FLT-V-0302 | Visually inspect the filter valve actuator electrical cable connection
FIS-FLT | 10 | Yearly Filter Electrical PM | Filter, Settled Water, Filter Building, Filter Gallery | FIS-FLT-F-0300 | 8000000 | FIS-FLT-V-0304 | Visually inspect the filter valve actuator electrical cable connection
FIS-FLT | 10 | Yearly Filter Electrical PM | Filter, Settled Water, Filter Building, Filter Gallery | FIS-FLT-F-0300 | 10000000 | FIS-FLT-G-0301 | Visually inspect the filter valve actuator electrical cable connection
FIS-FLT | 10 | Yearly Filter Electrical PM | Filter, Settled Water, Filter Building, Filter Gallery | FIS-FLT-F-0400 | 2000000 | FIS-FLT-V-0401 | Visually inspect the filter valve actuator electrical cable connection
FIS-FLT | 10 | Yearly Filter Electrical PM | Filter, Settled Water, Filter Building, Filter Gallery | FIS-FLT-F-0400 | 4000000 | FIS-FLT-V-0402 | Visually inspect the filter valve actuator electrical cable connection
FIS-FLT | 10 | Yearly Filter Electrical PM | Filter, Settled Water, Filter Building, Filter Gallery | FIS-FLT-F-0400 | 8000000 | FIS-FLT-V-0404 | Visually inspect the filter valve actuator electrical cable connection
FIS-FLT | 10 | Yearly Filter Electrical PM | Filter, Settled Water, Filter Building, Filter Gallery | FIS-FLT-F-0400 | 10000000 | FIS-FLT-G-0401 | Visually inspect the filter valve actuator electrical cable connection
FIS-FLT | 10 | Yearly Filter Electrical PM | Filter, Settled Water, Filter Building, Filter Gallery | FIS-FLT-F-0500 | 8000000 | FIS-FLT-V-0504 | Visually inspect the filter valve actuator electrical cable connection
FIS-FLT | 10 | Yearly Filter Electrical PM | Filter, Settled Water, Filter Building, Filter Gallery | FIS-FLT-F-0500 | 10000000 | FIS-FLT-G-0501 | Visually inspect the filter valve actuator electrical cable connection
FIS-FLT | 10 | Yearly Filter Electrical PM | Filter, Settled Water, Filter Building, Filter Gallery | FIS-FLT-F-0500 | 2000000 | FIS-FLT-V-0501 | Visually inspect the filter valve actuator electrical cable connection
FIS-FLT | 10 | Yearly Filter Electrical PM | Filter, Settled Water, Filter Building, Filter Gallery | FIS-FLT-F-0500 | 4000000 | FIS-FLT-V-0502 | Visually inspect the filter valve actuator electrical cable connection
FIS-FLT | 10 | Yearly Filter Electrical PM | Filter, Settled Water, Filter Building, Filter Gallery | FIS-FLT-F-0600 | 4000000 | FIS-FLT-V-0602 | Visually inspect the filter valve actuator electrical cable connection
FIS-FLT | 10 | Yearly Filter Electrical PM | Filter, Settled Water, Filter Building, Filter Gallery | FIS-FLT-F-0600 | 8000000 | FIS-FLT-V-0604 | Visually inspect the filter valve actuator electrical cable connection
FIS-FLT | 10 | Yearly Filter Electrical PM | Filter, Settled Water, Filter Building, Filter Gallery | FIS-FLT-F-0600 | 2000000 | FIS-FLT-V-0601 | Visually inspect the filter valve actuator electrical cable connection
FIS-FLT | 10 | Yearly Filter Electrical PM | Filter, Settled Water, Filter Building, Filter Gallery | FIS-FLT-F-0600 | 10000000 | FIS-FLT-G-0601 | Visually inspect the filter valve actuator electrical cable connection
FIS-H&S | 5 | Fall Protection Equipment Inspection - Yearly - Millwight / Contractor | Safety, Instrumentation & Environmental Services | FIS-SES | 1000000 | FIS-SES-SQ-6001 | Inspect Harness
FIS-H&S | 5 | Fall Protection Equipment Inspection - Yearly - Millwight / Contractor | Safety, Instrumentation & Environmental Services | FIS-SES | 2000000 | FIS-SES-SQ-6002 | Inspect Harness
FIS-H&S | 5 | Fall Protection Equipment Inspection - Yearly - Millwight / Contractor | Safety, Instrumentation & Environmental Services | FIS-SES | 3000000 | FIS-SES-SQ-6003 | Inspect Harness
FIS-H&S | 5 | Fall Protection Equipment Inspection - Yearly - Millwight / Contractor | Safety, Instrumentation & Environmental Services | FIS-SES | 4000000 | FIS-SES-SQ-6004 | Inspect Harness
FIS-H&S | 5 | Fall Protection Equipment Inspection - Yearly - Millwight / Contractor | Safety, Instrumentation & Environmental Services | FIS-SES | 9000000 | FIS-SES-SQ-6009 | Inspect Harness
FIS-H&S | 5 | Fall Protection Equipment Inspection - Yearly - Millwight / Contractor | Safety, Instrumentation & Environmental Services | FIS-SES | 11000000 | FIS-SES | Inspect Harness
FIS-H&S | 5 | Fall Protection Equipment Inspection - Yearly - Millwight / Contractor | Safety, Instrumentation & Environmental Services | FIS-SES | 13000000 | FIS-SES-SH-0013 | Inspect Harness
FIS-H&S | 5 | Fall Protection Equipment Inspection - Yearly - Millwight / Contractor | Safety, Instrumentation & Environmental Services | FIS-SES | 14000000 | FIS-SES-SH-0014 | Inspect Harness
FIS-H&S | 5 | Fall Protection Equipment Inspection - Yearly - Millwight / Contractor | Safety, Instrumentation & Environmental Services | FIS-SES | 15000000 | FIS-SES-SH-0015 | Inspect Harness
FIS-H&S | 5 | Fall Protection Equipment Inspection - Yearly - Millwight / Contractor | Safety, Instrumentation & Environmental Services | FIS-SES | 16000000 | FIS-SES-SH-0016 | Inspect Harness
FIS-H&S | 5 | Fall Protection Equipment Inspection - Yearly - Millwight / Contractor | Safety, Instrumentation & Environmental Services | FIS-SES | 5000000 | FIS-SES-SQ-6005 | Inspect Harness
FIS-H&S | 5 | Fall Protection Equipment Inspection - Yearly - Millwight / Contractor | Safety, Instrumentation & Environmental Services | FIS-SES | 6000000 | FIS-SES-SQ-6006 | Inspect Harness
FIS-H&S | 5 | Fall Protection Equipment Inspection - Yearly - Millwight / Contractor | Safety, Instrumentation & Environmental Services | FIS-SES | 7000000 | FIS-SES-SQ-6007 | Inspect Harness
FIS-H&S | 5 | Fall Protection Equipment Inspection - Yearly - Millwight / Contractor | Safety, Instrumentation & Environmental Services | FIS-SES | 8000000 | FIS-SES-SQ-6008 | Inspect Harness
FIS-H&S | 5 | Fall Protection Equipment Inspection - Yearly - Millwight / Contractor | Safety, Instrumentation & Environmental Services | FIS-SES | 10000000 | FIS-SES-SQ-6010 | Inspect Harness
FIS-H&S | 5 | Fall Protection Equipment Inspection - Yearly - Millwight / Contractor | Safety, Instrumentation & Environmental Services | FIS-SES | 12000000 | FIS-SES-SH-0012 | Inspect Harness
FIS-H&S | 5 | Fall Protection Equipment Inspection - Yearly - Millwight / Contractor | Safety, Instrumentation & Environmental Services | FIS-SES | 17000000 | FIS-SES-SH-0017 | Inspect Harness
FIS-H&S | 14 | Yearly Fire Hydrant Inspection | Fire Equipment | FIS-FEQ | 1000000 | FIS-FEQ-HYD-1601 | Yearly Hydrant Inspection
FIS-H&S | 14 | Yearly Fire Hydrant Inspection | Fire Equipment | FIS-FEQ | 2000000 | FIS-FEQ-HYD-4001 | Yearly Hydrant Inspection
FIS-H&S | 14 | Yearly Fire Hydrant Inspection | Fire Equipment | FIS-FEQ | 3000000 | FIS-FEQ-HYD-4501 | Yearly Hydrant Inspection
FIS-PACL | 2 | 6 Month PACL Pump Output Check -EICT | Pump, Metering, PACL Dosing, Workshop Building, Chemical Storage | FIS-PCL-P-0101 | 1000000 | FIS-PCL-P-0101 | Check the output of the PACL pump
FIS-PACL | 2 | 6 Month PACL Pump Output Check -EICT | Pump, Metering, PACL Dosing, Workshop Building, Chemical Storage | FIS-PCL-P-0101 | 2000000 | FIS-PCL-P-0201 | Check the output of the PACL pump
FIS-PACL | 10 | Biweekly Clean PACL Skid Strainers - PT | Routine Tasks | FIS-RTE | 1000000 | FIS-PCL-STR-0101 | Clean PACL Skid Strainer
FIS-PACL | 10 | Biweekly Clean PACL Skid Strainers - PT | Routine Tasks | FIS-RTE | 4000000 | FIS-PCL-STR-0202 | Clean PACL Skid Strainer
FIS-PACL | 10 | Biweekly Clean PACL Skid Strainers - PT | Routine Tasks | FIS-RTE | 2000000 | FIS-PCL-STR-0102 | Clean PACL Skid Strainer
FIS-PACL | 10 | Biweekly Clean PACL Skid Strainers - PT | Routine Tasks | FIS-RTE | 3000000 | FIS-PCL-STR-0201 | Clean PACL Skid Strainer
FIS-SB | 9 | Legislative 2 Year Gas Detectors PM | Cl SBS & SO2 Gas Monitoring System | FIS-CL | 1000000 | FIS-CL-AIC-0001 | Replace the receiver back up battery
FIS-SB | 9 | Legislative 2 Year Gas Detectors PM | Cl SBS & SO2 Gas Monitoring System | FIS-CL | 2000000 | FIS-DCL-AIC-0002 | Replace the receiver back up battery
FIS-SB | 9 | Legislative 2 Year Gas Detectors PM | Cl SBS & SO2 Gas Monitoring System | FIS-CL | 3000000 | FIS-CL-AIC-0002 | Replace the receiver back up battery
FIS-SBS | 1 | Quarterly Feed Pump Bearing Inspection PM | SBS System | FIS-SBS | 3000000 | FIS-SBS-P-0301 | Tactile and auditory inspection of the feed pump and motor bearings
FIS-SBS | 1 | Quarterly Feed Pump Bearing Inspection PM | SBS System | FIS-SBS | 1000000 | FIS-SBS-P-0101 | Tactile and auditory inspection of the feed pump and motor bearings
FIS-SBS | 1 | Quarterly Feed Pump Bearing Inspection PM | SBS System | FIS-SBS | 2000000 | FIS-SBS-P-0201 | Tactile and auditory inspection of the feed pump and motor bearings
FIS-SBS | 2 | 6 Month SBS Pump Output Check - EICT | SBS System | FIS-SBS | 1000000 | FIS-SBS-P-0101 | Check the output of the SBS pump
FIS-SBS | 2 | 6 Month SBS Pump Output Check - EICT | SBS System | FIS-SBS | 2000000 | FIS-SBS-P-0201 | Check the output of the SBS pump
FIS-SBS | 2 | 6 Month SBS Pump Output Check - EICT | SBS System | FIS-SBS | 3000000 | FIS-SBS-P-0301 | Check the output of the SBS pump
FIS-SBS | 6 | 2 Year SBS System SLC Contact Inspection- PM | SBS System | FIS-SBS | 1000000 | FIS-SBS-FIR-0101 | Inspect the single loop controller SLC contacts
FIS-SBS | 6 | 2 Year SBS System SLC Contact Inspection- PM | SBS System | FIS-SBS | 2000000 | FIS-SBS-FIR-0201 | Inspect the single loop controller SLC contacts
FIS-SBS | 6 | 2 Year SBS System SLC Contact Inspection- PM | SBS System | FIS-SBS | 3000000 | FIS-SBS-FIR-0301 | Inspect the single loop controller SLC contacts
PGAY10 | 1 | Annual-Pressure Gauge Inspection -Operator | Islington Storm Pumping Station | SWM-PIT | 1000000 | SWM-PIT-P-0100 | PRESSURE GAUGE INSPECTION Clean gauge Inspect for leaks OperateTest to ensure proper function
PGAY10 | 1 | Annual-Pressure Gauge Inspection -Operator | Islington Storm Pumping Station | SWM-PIT | 2000000 | SWM-PIT-P-0200 | PRESSURE GAUGE INSPECTION Clean gauge Inspect for leaks OperateTest to ensure proper function
PGAY10 | 1 | Annual-Pressure Gauge Inspection -Operator | Islington Storm Pumping Station | SWM-PIT | 3000000 | SWM-PIT-P-0300 | PRESSURE GAUGE INSPECTION Clean gauge Inspect for leaks OperateTest to ensure proper function
TAB-ACC-01 | 9 | Verify the pressure and level alarm circuit operation- Yearly | Transmitter, Pressure Indicacting, 'Z' bldg, Hot Water Boiler Room | TAB-DIG-PIT-7551 | 3000000 | TAB-NGS-PIT-7529 | Verify the pressure alarm circuit operation to for
TAB-ACC-01 | 9 | Verify the pressure and level alarm circuit operation- Yearly | Transmitter, Pressure Indicacting, 'Z' bldg, Hot Water Boiler Room | TAB-DIG-PIT-7551 | 1000000 | TAB-DIG-PIT-7551 | Verify the pressure alarm circuit operation to for
TAB-ACC-01 | 9 | Verify the pressure and level alarm circuit operation- Yearly | Transmitter, Pressure Indicacting, 'Z' bldg, Hot Water Boiler Room | TAB-DIG-PIT-7551 | 2000000 | TAB-DIG-PIT-7558 | Verify the pressure alarm circuit operation to for
TAB-ACC-01 | 11 | Unit Heater Inspection-6 Months | Unit Heater-UH-4-Dewatering Bldg | DH0144E | 1000000 | DH0144E | General inspection of hot water unit heater for
TAB-ACC-01 | 11 | Unit Heater Inspection-6 Months | Unit Heater-UH-4-Dewatering Bldg | DH0144E | 2000000 | DH0146E | General inspection of hot water unit heater for
TAB-ACC-01 | 11 | Unit Heater Inspection-6 Months | Unit Heater-UH-4-Dewatering Bldg | DH0144E | 4000000 | DH0148E | General inspection of hot water unit heater for
TAB-ACC-01 | 11 | Unit Heater Inspection-6 Months | Unit Heater-UH-4-Dewatering Bldg | DH0144E | 3000000 | DH0147E | General inspection of hot water unit heater for
TAB-ACC-01 | 11 | Unit Heater Inspection-6 Months | Unit Heater-UH-4-Dewatering Bldg | DH0144E | 5000000 | DH0149E | General inspection of hot water unit heater for
TAB-ACC-01 | 11 | Unit Heater Inspection-6 Months | Unit Heater-UH-4-Dewatering Bldg | DH0144E | 8000000 | DH0152E | General inspection of hot water unit heater for
TAB-ACC-01 | 11 | Unit Heater Inspection-6 Months | Unit Heater-UH-4-Dewatering Bldg | DH0144E | 6000000 | DH0150E | General inspection of hot water unit heater for
TAB-ACC-01 | 11 | Unit Heater Inspection-6 Months | Unit Heater-UH-4-Dewatering Bldg | DH0144E | 9000000 | DH0153E | General inspection of hot water unit heater for
TAB-ACC-01 | 11 | Unit Heater Inspection-6 Months | Unit Heater-UH-4-Dewatering Bldg | DH0144E | 7000000 | DH0151E | General inspection of hot water unit heater for
TAB-ACC-01 | 11 | Unit Heater Inspection-6 Months | Unit Heater-UH-4-Dewatering Bldg | DH0144E | 10000000 | DH0154E | General inspection of hot water unit heater for
TAB-ACC-01 | 11 | Unit Heater Inspection-6 Months | Unit Heater-UH-4-Dewatering Bldg | DH0144E | 11000000 | DH0155E | General inspection of hot water unit heater for
TAB-ACC-01 | 11 | Unit Heater Inspection-6 Months | Unit Heater-UH-4-Dewatering Bldg | DH0144E | 12000000 | DH0156E | General inspection of hot water unit heater for
TAB-ACC-01 | 11 | Unit Heater Inspection-6 Months | Unit Heater-UH-4-Dewatering Bldg | DH0144E | 13000000 | DH0158E | General inspection of hot water unit heater for
TAB-ACC-01 | 11 | Unit Heater Inspection-6 Months | Unit Heater-UH-4-Dewatering Bldg | DH0144E | 15000000 | DH0160E | General inspection of hot water unit heater for
TAB-ACC-01 | 11 | Unit Heater Inspection-6 Months | Unit Heater-UH-4-Dewatering Bldg | DH0144E | 14000000 | DH0159E | General inspection of hot water unit heater for
TAB-ACC-01 | 11 | Unit Heater Inspection-6 Months | Unit Heater-UH-4-Dewatering Bldg | DH0144E | 17000000 | DH0162E | General inspection of hot water unit heater for
TAB-ACC-01 | 11 | Unit Heater Inspection-6 Months | Unit Heater-UH-4-Dewatering Bldg | DH0144E | 16000000 | DH0161E | General inspection of hot water unit heater for
TAB-ACC-01 | 11 | Unit Heater Inspection-6 Months | Unit Heater-UH-4-Dewatering Bldg | DH0144E | 19000000 | DH0164E | General inspection of hot water unit heater for
TAB-ACC-01 | 11 | Unit Heater Inspection-6 Months | Unit Heater-UH-4-Dewatering Bldg | DH0144E | 18000000 | DH0163E | General inspection of hot water unit heater for
TAB-ACC-01 | 11 | Unit Heater Inspection-6 Months | Unit Heater-UH-4-Dewatering Bldg | DH0144E | 20000000 | TAB-ACC-HTR-3813 | General inspection of hot water unit heater for
TAB-ACC-01 | 11 | Unit Heater Inspection-6 Months | Unit Heater-UH-4-Dewatering Bldg | DH0144E | 21000000 | TAB-ACC-HTR-3817 | General inspection of hot water unit heater for
TAB-ACC-01 | 11 | Unit Heater Inspection-6 Months | Unit Heater-UH-4-Dewatering Bldg | DH0144E | 22000000 | TAB-ACC-HTR-3818 | General inspection of hot water unit heater for
TAB-ACC-01 | 11 | Unit Heater Inspection-6 Months | Unit Heater-UH-4-Dewatering Bldg | DH0144E | 24000000 | TAB-ACC-HTR-3820 | General inspection of hot water unit heater for
TAB-ACC-01 | 11 | Unit Heater Inspection-6 Months | Unit Heater-UH-4-Dewatering Bldg | DH0144E | 23000000 | TAB-ACC-HTR-3819 | General inspection of hot water unit heater for
TAB-ACC-01 | 11 | Unit Heater Inspection-6 Months | Unit Heater-UH-4-Dewatering Bldg | DH0144E | 26000000 | TAB-ACC-HTR-3921A | General inspection of hot water unit heater for
TAB-ACC-01 | 11 | Unit Heater Inspection-6 Months | Unit Heater-UH-4-Dewatering Bldg | DH0144E | 25000000 | TAB-ACC-HTR-3821 | General inspection of hot water unit heater for
TAB-ACC-01 | 11 | Unit Heater Inspection-6 Months | Unit Heater-UH-4-Dewatering Bldg | DH0144E | 28000000 | TAB-ACC-HTR-3923A | General inspection of hot water unit heater for
TAB-ACC-01 | 11 | Unit Heater Inspection-6 Months | Unit Heater-UH-4-Dewatering Bldg | DH0144E | 27000000 | TAB-ACC-HTR-3921B | General inspection of hot water unit heater for
TAB-ACC-01 | 11 | Unit Heater Inspection-6 Months | Unit Heater-UH-4-Dewatering Bldg | DH0144E | 29000000 | DH0145 | General inspection of hot water unit heater for
TAB-ACC-01 | 11 | Unit Heater Inspection-6 Months | Unit Heater-UH-4-Dewatering Bldg | DH0144E | 30000000 | DH0106 | General inspection of hot water unit heater for
TAB-ACC-01 | 11 | Unit Heater Inspection-6 Months | Heater, Unit, UH-1,Digester Gas Control Building | DR8001A | 3000000 | DR8004A | General inspection of hot water unit heater for
TAB-ACC-01 | 11 | Unit Heater Inspection-6 Months | Heater, Unit, UH-1,Digester Gas Control Building | DR8001A | 5000000 | DY8002A | General inspection of hot water unit heater for
TAB-ACC-01 | 11 | Unit Heater Inspection-6 Months | Heater, Unit, UH-1,Digester Gas Control Building | DR8001A | 6000000 | DY8003A | General inspection of hot water unit heater for
TAB-ACC-01 | 11 | Unit Heater Inspection-6 Months | Heater, Unit, UH-1,Digester Gas Control Building | DR8001A | 8000000 | DY8005A | General inspection of hot water unit heater for
TAB-ACC-01 | 11 | Unit Heater Inspection-6 Months | Heater, Unit, UH-1,Digester Gas Control Building | DR8001A | 10000000 | DR8003A | General inspection of hot water unit heater for
TAB-ACC-01 | 11 | Unit Heater Inspection-6 Months | Heater, Unit, UH-1,Digester Gas Control Building | DR8001A | 1000000 | DR8001A | General inspection of hot water unit heater for
TAB-ACC-01 | 11 | Unit Heater Inspection-6 Months | Heater, Unit, UH-1,Digester Gas Control Building | DR8001A | 2000000 | DR8002A | General inspection of hot water unit heater for
TAB-ACC-01 | 11 | Unit Heater Inspection-6 Months | Heater, Unit, UH-1,Digester Gas Control Building | DR8001A | 4000000 | DY8001A | General inspection of hot water unit heater for
TAB-ACC-01 | 11 | Unit Heater Inspection-6 Months | Heater, Unit, UH-1,Digester Gas Control Building | DR8001A | 7000000 | DY8004A | General inspection of hot water unit heater for
TAB-ACC-01 | 11 | Unit Heater Inspection-6 Months | Heater, Unit, UH-1,Digester Gas Control Building | DR8001A | 9000000 | DY8006A | General inspection of hot water unit heater for
TAB-ACC-01 | 11 | Unit Heater Inspection-6 Months | Unit Heater, Silo #1, Basement, Silo Building | KR2201A | 1000000 | KR2201A | General inspection of hot water unit heater for
TAB-ACC-01 | 11 | Unit Heater Inspection-6 Months | Unit Heater, Silo #1, Basement, Silo Building | KR2201A | 3000000 | KR2203A | General inspection of hot water unit heater for
TAB-ACC-01 | 11 | Unit Heater Inspection-6 Months | Unit Heater, Silo #1, Basement, Silo Building | KR2201A | 4000000 | KR2204A | General inspection of hot water unit heater for
TAB-ACC-01 | 11 | Unit Heater Inspection-6 Months | Unit Heater, Silo #1, Basement, Silo Building | KR2201A | 7000000 | KR2214A | General inspection of hot water unit heater for
TAB-ACC-01 | 11 | Unit Heater Inspection-6 Months | Unit Heater, Silo #1, Basement, Silo Building | KR2201A | 8000000 | KR2221A | General inspection of hot water unit heater for
TAB-ACC-01 | 11 | Unit Heater Inspection-6 Months | Unit Heater, Silo #1, Basement, Silo Building | KR2201A | 9000000 | KR2222A | General inspection of hot water unit heater for
TAB-ACC-01 | 11 | Unit Heater Inspection-6 Months | Unit Heater, Silo #1, Basement, Silo Building | KR2201A | 12000000 | KR2231A | General inspection of hot water unit heater for
TAB-ACC-01 | 11 | Unit Heater Inspection-6 Months | Unit Heater, Silo #1, Basement, Silo Building | KR2201A | 14000000 | KR2233A | General inspection of hot water unit heater for
TAB-ACC-01 | 11 | Unit Heater Inspection-6 Months | Unit Heater, Silo #1, Basement, Silo Building | KR2201A | 16000000 | KR2241A | General inspection of hot water unit heater for
TAB-ACC-01 | 11 | Unit Heater Inspection-6 Months | Unit Heater, Silo #1, Basement, Silo Building | KR2201A | 17000000 | KR2242A | General inspection of hot water unit heater for
TAB-ACC-01 | 11 | Unit Heater Inspection-6 Months | Unit Heater, Silo #1, Basement, Silo Building | KR2201A | 19000000 | KR2252A | General inspection of hot water unit heater for
TAB-ACC-01 | 11 | Unit Heater Inspection-6 Months | Unit Heater, Silo #1, Basement, Silo Building | KR2201A | 22000000 | TAB-ACC-HTR-4035 | General inspection of hot water unit heater for
TAB-ACC-01 | 11 | Unit Heater Inspection-6 Months | Unit Heater, Silo #1, Basement, Silo Building | KR2201A | 24000000 | KR2243A | General inspection of hot water unit heater for
TAB-ACC-01 | 11 | Unit Heater Inspection-6 Months | Unit Heater, Silo #1, Basement, Silo Building | KR2201A | 25000000 | KR2254A | General inspection of hot water unit heater for
TAB-ACC-01 | 11 | Unit Heater Inspection-6 Months | Unit Heater, Silo #1, Basement, Silo Building | KR2201A | 2000000 | KR2202A | General inspection of hot water unit heater for
TAB-ACC-01 | 11 | Unit Heater Inspection-6 Months | Unit Heater, Silo #1, Basement, Silo Building | KR2201A | 5000000 | KR2211A | General inspection of hot water unit heater for
TAB-ACC-01 | 11 | Unit Heater Inspection-6 Months | Unit Heater, Silo #1, Basement, Silo Building | KR2201A | 6000000 | KR2213A | General inspection of hot water unit heater for
TAB-ACC-01 | 11 | Unit Heater Inspection-6 Months | Unit Heater, Silo #1, Basement, Silo Building | KR2201A | 10000000 | KR2223A | General inspection of hot water unit heater for
TAB-ACC-01 | 11 | Unit Heater Inspection-6 Months | Unit Heater, Silo #1, Basement, Silo Building | KR2201A | 11000000 | KR2224A | General inspection of hot water unit heater for
TAB-ACC-01 | 11 | Unit Heater Inspection-6 Months | Unit Heater, Silo #1, Basement, Silo Building | KR2201A | 13000000 | KR2232A | General inspection of hot water unit heater for
TAB-ACC-01 | 11 | Unit Heater Inspection-6 Months | Unit Heater, Silo #1, Basement, Silo Building | KR2201A | 15000000 | KR2234A | General inspection of hot water unit heater for
TAB-ACC-01 | 11 | Unit Heater Inspection-6 Months | Unit Heater, Silo #1, Basement, Silo Building | KR2201A | 18000000 | KR2244A | General inspection of hot water unit heater for
TAB-ACC-01 | 11 | Unit Heater Inspection-6 Months | Unit Heater, Silo #1, Basement, Silo Building | KR2201A | 20000000 | KR2253A | General inspection of hot water unit heater for
TAB-ACC-01 | 11 | Unit Heater Inspection-6 Months | Unit Heater, Silo #1, Basement, Silo Building | KR2201A | 21000000 | TAB-ACC-HTR-4030 | General inspection of hot water unit heater for
TAB-ACC-01 | 11 | Unit Heater Inspection-6 Months | Unit Heater, Silo #1, Basement, Silo Building | KR2201A | 23000000 | KR2251A | General inspection of hot water unit heater for
TAB-ACC-01 | 11 | Unit Heater Inspection-6 Months | Duct Heater, Electirc-P.W.P.S.H-1 | NR3104E | 1000000 | NR3104E | General inspection of hot water unit heater for
TAB-ACC-01 | 11 | Unit Heater Inspection-6 Months | Duct Heater, Electirc-P.W.P.S.H-1 | NR3104E | 3000000 | NR3106E | General inspection of hot water unit heater for
TAB-ACC-01 | 11 | Unit Heater Inspection-6 Months | Duct Heater, Electirc-P.W.P.S.H-1 | NR3104E | 4000000 | NR3107E | General inspection of hot water unit heater for
TAB-ACC-01 | 11 | Unit Heater Inspection-6 Months | Duct Heater, Electirc-P.W.P.S.H-1 | NR3104E | 5000000 | NR3108E | General inspection of hot water unit heater for
TAB-ACC-01 | 11 | Unit Heater Inspection-6 Months | Duct Heater, Electirc-P.W.P.S.H-1 | NR3104E | 6000000 | NR3109E | General inspection of hot water unit heater for
TAB-ACC-01 | 11 | Unit Heater Inspection-6 Months | Duct Heater, Electirc-P.W.P.S.H-1 | NR3104E | 11000000 | NR3117E | General inspection of hot water unit heater for
TAB-ACC-01 | 11 | Unit Heater Inspection-6 Months | Duct Heater, Electirc-P.W.P.S.H-1 | NR3104E | 15000000 | NR3121E | General inspection of hot water unit heater for
TAB-ACC-01 | 11 | Unit Heater Inspection-6 Months | Duct Heater, Electirc-P.W.P.S.H-1 | NR3104E | 2000000 | NR3105E | General inspection of hot water unit heater for
TAB-ACC-01 | 11 | Unit Heater Inspection-6 Months | Duct Heater, Electirc-P.W.P.S.H-1 | NR3104E | 7000000 | NR3110E | General inspection of hot water unit heater for
TAB-ACC-01 | 11 | Unit Heater Inspection-6 Months | Duct Heater, Electirc-P.W.P.S.H-1 | NR3104E | 8000000 | NR3112E | General inspection of hot water unit heater for
TAB-ACC-01 | 11 | Unit Heater Inspection-6 Months | Duct Heater, Electirc-P.W.P.S.H-1 | NR3104E | 9000000 | NR3115E | General inspection of hot water unit heater for
TAB-ACC-01 | 11 | Unit Heater Inspection-6 Months | Duct Heater, Electirc-P.W.P.S.H-1 | NR3104E | 10000000 | NR3116E | General inspection of hot water unit heater for
TAB-ACC-01 | 11 | Unit Heater Inspection-6 Months | Duct Heater, Electirc-P.W.P.S.H-1 | NR3104E | 12000000 | NR3118E | General inspection of hot water unit heater for
TAB-ACC-01 | 11 | Unit Heater Inspection-6 Months | Duct Heater, Electirc-P.W.P.S.H-1 | NR3104E | 13000000 | NR3119E | General inspection of hot water unit heater for
TAB-ACC-01 | 11 | Unit Heater Inspection-6 Months | Duct Heater, Electirc-P.W.P.S.H-1 | NR3104E | 14000000 | NR3120E | General inspection of hot water unit heater for
TAB-ACC-01 | 11 | Unit Heater Inspection-6 Months | Unit Heater,Ground Equipment Store | NX4020A | 1000000 | NX4020A | General inspection of hot water unit heater for
TAB-ACC-01 | 11 | Unit Heater Inspection-6 Months | Unit Heater,Ground Equipment Store | NX4020A | 3000000 | NX4022 | General inspection of hot water unit heater for
TAB-ACC-01 | 11 | Unit Heater Inspection-6 Months | Unit Heater,Ground Equipment Store | NX4020A | 2000000 | NX4021A | General inspection of hot water unit heater for
TAB-ACC-01 | 11 | Unit Heater Inspection-6 Months | Heater unit, ,Eqalizing tank Bldg | TAB-ACC-HTR-0811 | 1000000 | TAB-ACC-HTR-0811 | General inspection of hot water unit heater0001forTAB
TAB-ACC-01 | 11 | Unit Heater Inspection-6 Months | Heater unit, ,Eqalizing tank Bldg | TAB-ACC-HTR-0811 | 2000000 | TAB-ACC-HTR-0812 | General inspection of hot water unit heater0001forTAB
TAB-ACC-01 | 11 | Unit Heater Inspection-6 Months | Heater unit, ,Eqalizing tank Bldg | TAB-ACC-HTR-0811 | 4000000 | TAB-ACC-HTR-0814 | General inspection of hot water unit heater0001forTAB
TAB-ACC-01 | 11 | Unit Heater Inspection-6 Months | Heater unit, ,Eqalizing tank Bldg | TAB-ACC-HTR-0811 | 3000000 | TAB-ACC-HTR-0813 | General inspection of hot water unit heater0001forTAB
TAB-ACC-01 | 11 | Unit Heater Inspection-6 Months | Unit Heaters- Digester 13-16 | TAB-ACC-HTR-13-16 | 3000000 | NX2635 | General inspection of hot water unit heater for
TAB-ACC-01 | 11 | Unit Heater Inspection-6 Months | Unit Heaters- Digester 13-16 | TAB-ACC-HTR-13-16 | 9000000 | NX2656 | General inspection of hot water unit heater for
TAB-ACC-01 | 11 | Unit Heater Inspection-6 Months | Unit Heaters- Digester 13-16 | TAB-ACC-HTR-13-16 | 10000000 | NX2657 | General inspection of hot water unit heater for
TAB-ACC-01 | 11 | Unit Heater Inspection-6 Months | Unit Heaters- Digester 13-16 | TAB-ACC-HTR-13-16 | 11000000 | NX2658 | General inspection of hot water unit heater for
TAB-ACC-01 | 11 | Unit Heater Inspection-6 Months | Unit Heaters- Digester 13-16 | TAB-ACC-HTR-13-16 | 13000000 | NX2660 | General inspection of hot water unit heater for
TAB-ACC-01 | 11 | Unit Heater Inspection-6 Months | Unit Heaters- Digester 13-16 | TAB-ACC-HTR-13-16 | 16000000 | NX2664 | General inspection of hot water unit heater for
TAB-ACC-01 | 11 | Unit Heater Inspection-6 Months | Unit Heaters- Digester 13-16 | TAB-ACC-HTR-13-16 | 19000000 | NX2667 | General inspection of hot water unit heater for
TAB-ACC-01 | 11 | Unit Heater Inspection-6 Months | Unit Heaters- Digester 13-16 | TAB-ACC-HTR-13-16 | 20000000 | NX2650 | General inspection of hot water unit heater for
TAB-ACC-01 | 11 | Unit Heater Inspection-6 Months | Unit Heaters- Digester 13-16 | TAB-ACC-HTR-13-16 | 21000000 | NX2649 | General inspection of hot water unit heater for
TAB-ACC-01 | 11 | Unit Heater Inspection-6 Months | Unit Heaters- Digester 13-16 | TAB-ACC-HTR-13-16 | 1000000 | NX2633 | General inspection of hot water unit heater for
TAB-ACC-01 | 11 | Unit Heater Inspection-6 Months | Unit Heaters- Digester 13-16 | TAB-ACC-HTR-13-16 | 2000000 | NX2634 | General inspection of hot water unit heater for
TAB-ACC-01 | 11 | Unit Heater Inspection-6 Months | Unit Heaters- Digester 13-16 | TAB-ACC-HTR-13-16 | 4000000 | NX2636 | General inspection of hot water unit heater for
TAB-ACC-01 | 11 | Unit Heater Inspection-6 Months | Unit Heaters- Digester 13-16 | TAB-ACC-HTR-13-16 | 5000000 | NX2652 | General inspection of hot water unit heater for
TAB-ACC-01 | 11 | Unit Heater Inspection-6 Months | Unit Heaters- Digester 13-16 | TAB-ACC-HTR-13-16 | 6000000 | NX2653 | General inspection of hot water unit heater for
TAB-ACC-01 | 11 | Unit Heater Inspection-6 Months | Unit Heaters- Digester 13-16 | TAB-ACC-HTR-13-16 | 7000000 | NX2654 | General inspection of hot water unit heater for
TAB-ACC-01 | 11 | Unit Heater Inspection-6 Months | Unit Heaters- Digester 13-16 | TAB-ACC-HTR-13-16 | 8000000 | NX2655 | General inspection of hot water unit heater for
TAB-ACC-01 | 11 | Unit Heater Inspection-6 Months | Unit Heaters- Digester 13-16 | TAB-ACC-HTR-13-16 | 12000000 | NX2659 | General inspection of hot water unit heater for
TAB-ACC-01 | 11 | Unit Heater Inspection-6 Months | Unit Heaters- Digester 13-16 | TAB-ACC-HTR-13-16 | 14000000 | NX2661 | General inspection of hot water unit heater for
TAB-ACC-01 | 11 | Unit Heater Inspection-6 Months | Unit Heaters- Digester 13-16 | TAB-ACC-HTR-13-16 | 15000000 | NX2663 | General inspection of hot water unit heater for
TAB-ACC-01 | 11 | Unit Heater Inspection-6 Months | Unit Heaters- Digester 13-16 | TAB-ACC-HTR-13-16 | 17000000 | NX2665 | General inspection of hot water unit heater for
TAB-ACC-01 | 11 | Unit Heater Inspection-6 Months | Unit Heaters- Digester 13-16 | TAB-ACC-HTR-13-16 | 18000000 | NX2666 | General inspection of hot water unit heater for
TAB-ACC-01 | 11 | Unit Heater Inspection-6 Months | Unit Heaters- Digester 13-16 | TAB-ACC-HTR-13-16 | 22000000 | NX2662 | General inspection of hot water unit heater for
TAB-ACC-01 | 11 | Unit Heater Inspection-6 Months | Heater unit- New north Sub station-EUH-1 | TAB-ACC-HTR-1301 | 1000000 | TAB-ACC-HTR-1301 | General inspection of electrical unit heater0001forTAB
TAB-ACC-01 | 11 | Unit Heater Inspection-6 Months | Heater unit- New north Sub station-EUH-1 | TAB-ACC-HTR-1301 | 2000000 | TAB-ACC-HTR-1302 | General inspection of electrical unit heater0001forTAB
TAB-ACC-01 | 11 | Unit Heater Inspection-6 Months | Heater unit- New north Sub station-EUH-1 | TAB-ACC-HTR-1301 | 3000000 | TAB-ACC-HTR-1303 | General inspection of electrical unit heater0001forTAB
TAB-ACC-01 | 11 | Unit Heater Inspection-6 Months | Heater unit- New north Sub station-EUH-1 | TAB-ACC-HTR-1301 | 4000000 | TAB-ACC-HTR-1304 | General inspection of electrical unit heater0001forTAB
TAB-ACC-01 | 11 | Unit Heater Inspection-6 Months | Heater unit- New north Sub station-EUH-1 | TAB-ACC-HTR-1301 | 5000000 | TAB-ACC-HTR-1305 | General inspection of electrical unit heater0001forTAB
TAB-ACC-01 | 11 | Unit Heater Inspection-6 Months | Heater unit- New north Sub station-EUH-1 | TAB-ACC-HTR-1301 | 6000000 | TAB-ACC-HTR-1306 | General inspection of electrical unit heater0001forTAB
TAB-ACC-01 | 11 | Unit Heater Inspection-6 Months | Heater, Unit, Blower Bldg- Main Enterance - Ground floor | TAB-ACC-HTR-1839 | 1000000 | TAB-ACC-HTR-1839 | General inspection of hot water unit heater for
TAB-ACC-01 | 11 | Unit Heater Inspection-6 Months | Heater, Unit, Blower Bldg- Main Enterance - Ground floor | TAB-ACC-HTR-1839 | 2000000 | TAB-ACC-HTR-1840 | General inspection of hot water unit heater for
TAB-ACC-01 | 11 | Unit Heater Inspection-6 Months | Heater, Unit, Blower Bldg- Main Enterance - Ground floor | TAB-ACC-HTR-1839 | 3000000 | TAB-ACC-HTR-1841 | General inspection of hot water unit heater for
TAB-ACC-01 | 11 | Unit Heater Inspection-6 Months | Heater, Unit, Blower Bldg- Main Enterance - Ground floor | TAB-ACC-HTR-1839 | 4000000 | TAB-ACC-HTR-1842 | General inspection of hot water unit heater for
TAB-ACC-01 | 11 | Unit Heater Inspection-6 Months | Heater, Unit, Blower Bldg- Main Enterance - Ground floor | TAB-ACC-HTR-1839 | 9000000 | TAB-ACC-HTR-1884 | General inspection of hot water unit heater for
TAB-ACC-01 | 11 | Unit Heater Inspection-6 Months | Heater, Unit, Blower Bldg- Main Enterance - Ground floor | TAB-ACC-HTR-1839 | 10000000 | TAB-ACC-HTR-1885 | General inspection of hot water unit heater for
TAB-ACC-01 | 11 | Unit Heater Inspection-6 Months | Heater, Unit, Blower Bldg- Main Enterance - Ground floor | TAB-ACC-HTR-1839 | 12000000 | TAB-ACC-HTR-1888 | General inspection of hot water unit heater for
TAB-ACC-01 | 11 | Unit Heater Inspection-6 Months | Heater, Unit, Blower Bldg- Main Enterance - Ground floor | TAB-ACC-HTR-1839 | 13000000 | TAB-ACC-HTR-1889 | General inspection of hot water unit heater for
TAB-ACC-01 | 11 | Unit Heater Inspection-6 Months | Heater, Unit, Blower Bldg- Main Enterance - Ground floor | TAB-ACC-HTR-1839 | 14000000 | TAB-ACC-HTR-1890 | General inspection of hot water unit heater for
TAB-ACC-01 | 11 | Unit Heater Inspection-6 Months | Heater, Unit, Blower Bldg- Main Enterance - Ground floor | TAB-ACC-HTR-1839 | 15000000 | TAB-ACC-HTR-1891 | General inspection of hot water unit heater for
TAB-ACC-01 | 11 | Unit Heater Inspection-6 Months | Heater, Unit, Blower Bldg- Main Enterance - Ground floor | TAB-ACC-HTR-1839 | 19000000 | TAB-ACC-HTR-1898 | General inspection of hot water unit heater for
TAB-ACC-01 | 11 | Unit Heater Inspection-6 Months | Heater, Unit, Blower Bldg- Main Enterance - Ground floor | TAB-ACC-HTR-1839 | 21000000 | TAB-ACC-HTR-1901 | General inspection of hot water unit heater for
TAB-ACC-01 | 11 | Unit Heater Inspection-6 Months | Heater, Unit, Blower Bldg- Main Enterance - Ground floor | TAB-ACC-HTR-1839 | 5000000 | TAB-ACC-HTR-1843 | General inspection of hot water unit heater for
TAB-ACC-01 | 11 | Unit Heater Inspection-6 Months | Heater, Unit, Blower Bldg- Main Enterance - Ground floor | TAB-ACC-HTR-1839 | 6000000 | TAB-ACC-HTR-1844 | General inspection of hot water unit heater for
TAB-ACC-01 | 11 | Unit Heater Inspection-6 Months | Heater, Unit, Blower Bldg- Main Enterance - Ground floor | TAB-ACC-HTR-1839 | 7000000 | TAB-ACC-HTR-1845 | General inspection of hot water unit heater for
TAB-ACC-01 | 11 | Unit Heater Inspection-6 Months | Heater, Unit, Blower Bldg- Main Enterance - Ground floor | TAB-ACC-HTR-1839 | 8000000 | TAB-ACC-HTR-1883 | General inspection of hot water unit heater for
TAB-ACC-01 | 11 | Unit Heater Inspection-6 Months | Heater, Unit, Blower Bldg- Main Enterance - Ground floor | TAB-ACC-HTR-1839 | 11000000 | TAB-ACC-HTR-1887 | General inspection of hot water unit heater for
TAB-ACC-01 | 11 | Unit Heater Inspection-6 Months | Heater, Unit, Blower Bldg- Main Enterance - Ground floor | TAB-ACC-HTR-1839 | 16000000 | TAB-ACC-HTR-1892 | General inspection of hot water unit heater for
TAB-ACC-01 | 11 | Unit Heater Inspection-6 Months | Heater, Unit, Blower Bldg- Main Enterance - Ground floor | TAB-ACC-HTR-1839 | 17000000 | TAB-ACC-HTR-1893 | General inspection of hot water unit heater for
TAB-ACC-01 | 11 | Unit Heater Inspection-6 Months | Heater, Unit, Blower Bldg- Main Enterance - Ground floor | TAB-ACC-HTR-1839 | 18000000 | TAB-ACC-HTR-1894 | General inspection of hot water unit heater for
TAB-ACC-01 | 11 | Unit Heater Inspection-6 Months | Heater, Unit, Blower Bldg- Main Enterance - Ground floor | TAB-ACC-HTR-1839 | 20000000 | TAB-ACC-HTR-1900 | General inspection of hot water unit heater for
TAB-ACC-01 | 11 | Unit Heater Inspection-6 Months | Heater, Unit, Blower Bldg- Main Enterance - Ground floor | TAB-ACC-HTR-1839 | 22000000 | TAB-ACC-HTR-1902 | General inspection of hot water unit heater for
TAB-ACC-01 | 11 | Unit Heater Inspection-6 Months | Heater unit- Blower Bldg- Blower Room South west Wall- Ground floor | TAB-ACC-HTR-1882 | 6000000 | TAB-ACC-HTR-1865B | General inspection of hot water unit heater for
TAB-ACC-01 | 11 | Unit Heater Inspection-6 Months | Heater unit- Blower Bldg- Blower Room South west Wall- Ground floor | TAB-ACC-HTR-1882 | 11000000 | TAB-ACC-HTR-1882 | General inspection of hot water unit heater for
TAB-ACC-01 | 11 | Unit Heater Inspection-6 Months | Heater unit- Blower Bldg- Blower Room South west Wall- Ground floor | TAB-ACC-HTR-1882 | 12000000 | TAB-ACC-HTR-1879 | General inspection of hot water unit heater for
TAB-ACC-01 | 11 | Unit Heater Inspection-6 Months | Heater unit- Blower Bldg- Blower Room South west Wall- Ground floor | TAB-ACC-HTR-1882 | 14000000 | TAB-ACC-HTR-1896 | General inspection of hot water unit heater for
TAB-ACC-01 | 11 | Unit Heater Inspection-6 Months | Heater unit- Blower Bldg- Blower Room South west Wall- Ground floor | TAB-ACC-HTR-1882 | 15000000 | TAB-ACC-HTR-1897 | General inspection of hot water unit heater for
TAB-ACC-01 | 11 | Unit Heater Inspection-6 Months | Heater unit- Blower Bldg- Blower Room South west Wall- Ground floor | TAB-ACC-HTR-1882 | 1000000 | TAB-ACC-HTR-1861 | General inspection of hot water unit heater for
TAB-ACC-01 | 11 | Unit Heater Inspection-6 Months | Heater unit- Blower Bldg- Blower Room South west Wall- Ground floor | TAB-ACC-HTR-1882 | 2000000 | TAB-ACC-HTR-1862 | General inspection of hot water unit heater for
TAB-ACC-01 | 11 | Unit Heater Inspection-6 Months | Heater unit- Blower Bldg- Blower Room South west Wall- Ground floor | TAB-ACC-HTR-1882 | 3000000 | TAB-ACC-HTR-1863 | General inspection of hot water unit heater for
TAB-ACC-01 | 11 | Unit Heater Inspection-6 Months | Heater unit- Blower Bldg- Blower Room South west Wall- Ground floor | TAB-ACC-HTR-1882 | 4000000 | TAB-ACC-HTR-1867 | General inspection of hot water unit heater for
TAB-ACC-01 | 11 | Unit Heater Inspection-6 Months | Heater unit- Blower Bldg- Blower Room South west Wall- Ground floor | TAB-ACC-HTR-1882 | 5000000 | TAB-ACC-HTR-1865A | General inspection of hot water unit heater for
TAB-ACC-01 | 11 | Unit Heater Inspection-6 Months | Heater unit- Blower Bldg- Blower Room South west Wall- Ground floor | TAB-ACC-HTR-1882 | 7000000 | TAB-ACC-HTR-1866A | General inspection of hot water unit heater for
TAB-ACC-01 | 11 | Unit Heater Inspection-6 Months | Heater unit- Blower Bldg- Blower Room South west Wall- Ground floor | TAB-ACC-HTR-1882 | 8000000 | TAB-ACC-HTR-1866B | General inspection of hot water unit heater for
TAB-ACC-01 | 11 | Unit Heater Inspection-6 Months | Heater unit- Blower Bldg- Blower Room South west Wall- Ground floor | TAB-ACC-HTR-1882 | 9000000 | TAB-ACC-HTR-1864 | General inspection of hot water unit heater for
TAB-ACC-01 | 11 | Unit Heater Inspection-6 Months | Heater unit- Blower Bldg- Blower Room South west Wall- Ground floor | TAB-ACC-HTR-1882 | 10000000 | TAB-ACC-HTR-1880 | General inspection of hot water unit heater for
TAB-ACC-01 | 11 | Unit Heater Inspection-6 Months | Heater unit- Blower Bldg- Blower Room South west Wall- Ground floor | TAB-ACC-HTR-1882 | 13000000 | TAB-ACC-HTR-1881 | General inspection of hot water unit heater for
TAB-ACC-01 | 11 | Unit Heater Inspection-6 Months | Heater unit- Aeration Gallery | TAB-ACC-HTR-2020 | 1000000 | TAB-ACC-HTR-2020 | General inspection of hot water unit heater for
TAB-ACC-01 | 11 | Unit Heater Inspection-6 Months | Heater unit- Aeration Gallery | TAB-ACC-HTR-2020 | 2000000 | TAB-ACC-HTR-2021 | General inspection of hot water unit heater for
TAB-ACC-01 | 11 | Unit Heater Inspection-6 Months | Heater unit- Aeration Gallery | TAB-ACC-HTR-2020 | 3000000 | TAB-ACC-HTR-2061 | General inspection of hot water unit heater for
TAB-ACC-01 | 11 | Unit Heater Inspection-6 Months | Heater unit- Aeration Gallery | TAB-ACC-HTR-2020 | 6000000 | TAB-ACC-HTR-2072 | General inspection of hot water unit heater for
TAB-ACC-01 | 11 | Unit Heater Inspection-6 Months | Heater unit- Aeration Gallery | TAB-ACC-HTR-2020 | 7000000 | TAB-ACC-HTR-2075 | General inspection of hot water unit heater for
TAB-ACC-01 | 11 | Unit Heater Inspection-6 Months | Heater unit- Aeration Gallery | TAB-ACC-HTR-2020 | 9000000 | TAB-ACC-HTR-2080 | General inspection of hot water unit heater for
TAB-ACC-01 | 11 | Unit Heater Inspection-6 Months | Heater unit- Aeration Gallery | TAB-ACC-HTR-2020 | 10000000 | TAB-ACC-HTR-2081 | General inspection of hot water unit heater for
TAB-ACC-01 | 11 | Unit Heater Inspection-6 Months | Heater unit- Aeration Gallery | TAB-ACC-HTR-2020 | 4000000 | TAB-ACC-HTR-2063 | General inspection of hot water unit heater for
TAB-ACC-01 | 11 | Unit Heater Inspection-6 Months | Heater unit- Aeration Gallery | TAB-ACC-HTR-2020 | 5000000 | TAB-ACC-HTR-2066 | General inspection of hot water unit heater for
TAB-ACC-01 | 11 | Unit Heater Inspection-6 Months | Heater unit- Aeration Gallery | TAB-ACC-HTR-2020 | 8000000 | TAB-ACC-HTR-2076 | General inspection of hot water unit heater for
TAB-ACC-01 | 11 | Unit Heater Inspection-6 Months | Heater unit- Aeration Gallery | TAB-ACC-HTR-2020 | 11000000 | TAB-ACC-HTR-2083 | General inspection of hot water unit heater for
TAB-ACC-01 | 11 | Unit Heater Inspection-6 Months | Heater unit- Ferric Gallery | TAB-ACC-HTR-2023 | 1000000 | TAB-ACC-HTR-2023 | General inspection of hot water unit heater for
TAB-ACC-01 | 11 | Unit Heater Inspection-6 Months | Heater unit- Ferric Gallery | TAB-ACC-HTR-2023 | 4000000 | TAB-ACC-HTR-2026 | General inspection of hot water unit heater for
TAB-ACC-01 | 11 | Unit Heater Inspection-6 Months | Heater unit- Ferric Gallery | TAB-ACC-HTR-2023 | 6000000 | TAB-ACC-HTR-2028 | General inspection of hot water unit heater for
TAB-ACC-01 | 11 | Unit Heater Inspection-6 Months | Heater unit- Ferric Gallery | TAB-ACC-HTR-2023 | 7000000 | TAB-ACC-HTR-2029 | General inspection of hot water unit heater for
TAB-ACC-01 | 11 | Unit Heater Inspection-6 Months | Heater unit- Ferric Gallery | TAB-ACC-HTR-2023 | 2000000 | TAB-ACC-HTR-2024 | General inspection of hot water unit heater for
TAB-ACC-01 | 11 | Unit Heater Inspection-6 Months | Heater unit- Ferric Gallery | TAB-ACC-HTR-2023 | 3000000 | TAB-ACC-HTR-2025 | General inspection of hot water unit heater for
TAB-ACC-01 | 11 | Unit Heater Inspection-6 Months | Heater unit- Ferric Gallery | TAB-ACC-HTR-2023 | 5000000 | TAB-ACC-HTR-2027 | General inspection of hot water unit heater for
TAB-ACC-01 | 11 | Unit Heater Inspection-6 Months | Heater unit- Chlorination Bldg | TAB-ACC-HTR-3020 | 2000000 | TAB-ACC-HTR-3022 | General inspection of hot water unit heater for
TAB-ACC-01 | 11 | Unit Heater Inspection-6 Months | Heater unit- Chlorination Bldg | TAB-ACC-HTR-3020 | 5000000 | TAB-ACC-HTR-3025 | General inspection of hot water unit heater for
TAB-ACC-01 | 11 | Unit Heater Inspection-6 Months | Heater unit- Chlorination Bldg | TAB-ACC-HTR-3020 | 7000000 | TAB-ACC-HTR-3027 | General inspection of hot water unit heater for
TAB-ACC-01 | 11 | Unit Heater Inspection-6 Months | Heater unit- Chlorination Bldg | TAB-ACC-HTR-3020 | 8000000 | TAB-ACC-HTR-3028 | General inspection of hot water unit heater for
TAB-ACC-01 | 11 | Unit Heater Inspection-6 Months | Heater unit- Chlorination Bldg | TAB-ACC-HTR-3020 | 1000000 | TAB-ACC-HTR-3020 | General inspection of hot water unit heater for
TAB-ACC-01 | 11 | Unit Heater Inspection-6 Months | Heater unit- Chlorination Bldg | TAB-ACC-HTR-3020 | 3000000 | TAB-ACC-HTR-3023 | General inspection of hot water unit heater for
TAB-ACC-01 | 11 | Unit Heater Inspection-6 Months | Heater unit- Chlorination Bldg | TAB-ACC-HTR-3020 | 4000000 | TAB-ACC-HTR-3024 | General inspection of hot water unit heater for
TAB-ACC-01 | 11 | Unit Heater Inspection-6 Months | Heater unit- Chlorination Bldg | TAB-ACC-HTR-3020 | 6000000 | TAB-ACC-HTR-3026 | General inspection of hot water unit heater for
TAB-ACC-01 | 11 | Unit Heater Inspection-6 Months | Heater unit- Chlorination Bldg | TAB-ACC-HTR-3020 | 9000000 | TAB-ACC-HTR-3029 | General inspection of hot water unit heater for
TAB-ACC-01 | 11 | Unit Heater Inspection-6 Months | HEATER, TEMPERATURE CONTROL, FIRST FLOOR ADMIN BUILDING | TAB-ACC-HTR-3600 | 1000000 | TAB-ACC-HTR-3600 | General inspection of hot water unit heater for
TAB-ACC-01 | 11 | Unit Heater Inspection-6 Months | HEATER, TEMPERATURE CONTROL, FIRST FLOOR ADMIN BUILDING | TAB-ACC-HTR-3600 | 2000000 | TAB-ACC-HTR-3601 | General inspection of hot water unit heater for
TAB-ACC-01 | 11 | Unit Heater Inspection-6 Months | HEATER, TEMPERATURE CONTROL, FIRST FLOOR ADMIN BUILDING | TAB-ACC-HTR-3600 | 5000000 | TAB-ACC-HTR-3604 | General inspection of hot water unit heater for
TAB-ACC-01 | 11 | Unit Heater Inspection-6 Months | HEATER, TEMPERATURE CONTROL, FIRST FLOOR ADMIN BUILDING | TAB-ACC-HTR-3600 | 7000000 | TAB-ACC-HTR-3606 | General inspection of hot water unit heater for
TAB-ACC-01 | 11 | Unit Heater Inspection-6 Months | HEATER, TEMPERATURE CONTROL, FIRST FLOOR ADMIN BUILDING | TAB-ACC-HTR-3600 | 8000000 | TAB-ACC-HTR-3607 | General inspection of hot water unit heater for
TAB-ACC-01 | 11 | Unit Heater Inspection-6 Months | HEATER, TEMPERATURE CONTROL, FIRST FLOOR ADMIN BUILDING | TAB-ACC-HTR-3600 | 11000000 | TAB-ACC-HTR-3610 | General inspection of hot water unit heater for
TAB-ACC-01 | 11 | Unit Heater Inspection-6 Months | HEATER, TEMPERATURE CONTROL, FIRST FLOOR ADMIN BUILDING | TAB-ACC-HTR-3600 | 16000000 | TAB-ACC-HTR-3615 | General inspection of hot water unit heater for
TAB-ACC-01 | 11 | Unit Heater Inspection-6 Months | HEATER, TEMPERATURE CONTROL, FIRST FLOOR ADMIN BUILDING | TAB-ACC-HTR-3600 | 17000000 | TAB-ACC-HTR-3616 | General inspection of hot water unit heater for
TAB-ACC-01 | 11 | Unit Heater Inspection-6 Months | HEATER, TEMPERATURE CONTROL, FIRST FLOOR ADMIN BUILDING | TAB-ACC-HTR-3600 | 18000000 | TAB-ACC-HTR-3617 | General inspection of hot water unit heater for
TAB-ACC-01 | 11 | Unit Heater Inspection-6 Months | HEATER, TEMPERATURE CONTROL, FIRST FLOOR ADMIN BUILDING | TAB-ACC-HTR-3600 | 19000000 | TAB-ACC-HTR-3618 | General inspection of hot water unit heater for
TAB-ACC-01 | 11 | Unit Heater Inspection-6 Months | HEATER, TEMPERATURE CONTROL, FIRST FLOOR ADMIN BUILDING | TAB-ACC-HTR-3600 | 21000000 | TAB-ACC-HTR-3620 | General inspection of hot water unit heater for
TAB-ACC-01 | 11 | Unit Heater Inspection-6 Months | HEATER, TEMPERATURE CONTROL, FIRST FLOOR ADMIN BUILDING | TAB-ACC-HTR-3600 | 22000000 | TAB-ACC-HTR-3621 | General inspection of hot water unit heater for
TAB-ACC-01 | 11 | Unit Heater Inspection-6 Months | HEATER, TEMPERATURE CONTROL, FIRST FLOOR ADMIN BUILDING | TAB-ACC-HTR-3600 | 23000000 | TAB-ACC-HTR-3622 | General inspection of hot water unit heater for
TAB-ACC-01 | 11 | Unit Heater Inspection-6 Months | HEATER, TEMPERATURE CONTROL, FIRST FLOOR ADMIN BUILDING | TAB-ACC-HTR-3600 | 3000000 | TAB-ACC-HTR-3602 | General inspection of hot water unit heater for
TAB-ACC-01 | 11 | Unit Heater Inspection-6 Months | HEATER, TEMPERATURE CONTROL, FIRST FLOOR ADMIN BUILDING | TAB-ACC-HTR-3600 | 4000000 | TAB-ACC-HTR-3603 | General inspection of hot water unit heater for
TAB-ACC-01 | 11 | Unit Heater Inspection-6 Months | HEATER, TEMPERATURE CONTROL, FIRST FLOOR ADMIN BUILDING | TAB-ACC-HTR-3600 | 6000000 | TAB-ACC-HTR-3605 | General inspection of hot water unit heater for
TAB-ACC-01 | 11 | Unit Heater Inspection-6 Months | HEATER, TEMPERATURE CONTROL, FIRST FLOOR ADMIN BUILDING | TAB-ACC-HTR-3600 | 9000000 | TAB-ACC-HTR-3608 | General inspection of hot water unit heater for
TAB-ACC-01 | 11 | Unit Heater Inspection-6 Months | HEATER, TEMPERATURE CONTROL, FIRST FLOOR ADMIN BUILDING | TAB-ACC-HTR-3600 | 10000000 | TAB-ACC-HTR-3609 | General inspection of hot water unit heater for
TAB-ACC-01 | 11 | Unit Heater Inspection-6 Months | HEATER, TEMPERATURE CONTROL, FIRST FLOOR ADMIN BUILDING | TAB-ACC-HTR-3600 | 12000000 | TAB-ACC-HTR-3611 | General inspection of hot water unit heater for
TAB-ACC-01 | 11 | Unit Heater Inspection-6 Months | HEATER, TEMPERATURE CONTROL, FIRST FLOOR ADMIN BUILDING | TAB-ACC-HTR-3600 | 13000000 | TAB-ACC-HTR-3612 | General inspection of hot water unit heater for
TAB-ACC-01 | 11 | Unit Heater Inspection-6 Months | HEATER, TEMPERATURE CONTROL, FIRST FLOOR ADMIN BUILDING | TAB-ACC-HTR-3600 | 14000000 | TAB-ACC-HTR-3613 | General inspection of hot water unit heater for
TAB-ACC-01 | 11 | Unit Heater Inspection-6 Months | HEATER, TEMPERATURE CONTROL, FIRST FLOOR ADMIN BUILDING | TAB-ACC-HTR-3600 | 15000000 | TAB-ACC-HTR-3614 | General inspection of hot water unit heater for
TAB-ACC-01 | 11 | Unit Heater Inspection-6 Months | HEATER, TEMPERATURE CONTROL, FIRST FLOOR ADMIN BUILDING | TAB-ACC-HTR-3600 | 20000000 | TAB-ACC-HTR-3619 | General inspection of hot water unit heater for
TAB-ACC-01 | 11 | Unit Heater Inspection-6 Months | Heater unit- Filter Bldg | TAB-ACC-HTR-3814A | 1000000 | TAB-ACC-HTR-3814A | General inspection of hot water unit heater for
TAB-ACC-01 | 11 | Unit Heater Inspection-6 Months | Heater unit- Filter Bldg | TAB-ACC-HTR-3814A | 5000000 | TAB-ACC-HTR-3816 | General inspection of hot water unit heater for
TAB-ACC-01 | 11 | Unit Heater Inspection-6 Months | Heater unit- Filter Bldg | TAB-ACC-HTR-3814A | 6000000 | TAB-ACC-HTR-3821A | General inspection of hot water unit heater for
TAB-ACC-01 | 11 | Unit Heater Inspection-6 Months | Heater unit- Filter Bldg | TAB-ACC-HTR-3814A | 7000000 | TAB-ACC-HTR-3822A | General inspection of hot water unit heater for
TAB-ACC-01 | 11 | Unit Heater Inspection-6 Months | Heater unit- Filter Bldg | TAB-ACC-HTR-3814A | 2000000 | TAB-ACC-HTR-3814B | General inspection of hot water unit heater for
TAB-ACC-01 | 11 | Unit Heater Inspection-6 Months | Heater unit- Filter Bldg | TAB-ACC-HTR-3814A | 3000000 | TAB-ACC-HTR-3815A | General inspection of hot water unit heater for
TAB-ACC-01 | 11 | Unit Heater Inspection-6 Months | Heater unit- Filter Bldg | TAB-ACC-HTR-3814A | 4000000 | TAB-ACC-HTR-3815B | General inspection of hot water unit heater for
TAB-ACC-01 | 11 | Unit Heater Inspection-6 Months | Heater unit- Filter Bldg | TAB-ACC-HTR-3814A | 8000000 | TAB-ACC-HTR-3822B | General inspection of hot water unit heater for
TAB-ACC-01 | 11 | Unit Heater Inspection-6 Months | Heater unit- WA4 - Incinerator Building, WA4 workshop at the east end of Pigeon Alley | TAB-ACC-HTR-3886 | 2000000 | TAB-ACC-HTR-3833B | General inspection of hot water unit heater for
TAB-ACC-01 | 11 | Unit Heater Inspection-6 Months | Heater unit- WA4 - Incinerator Building, WA4 workshop at the east end of Pigeon Alley | TAB-ACC-HTR-3886 | 4000000 | TAB-ACC-HTR-3836 | General inspection of hot water unit heater for
TAB-ACC-01 | 11 | Unit Heater Inspection-6 Months | Heater unit- WA4 - Incinerator Building, WA4 workshop at the east end of Pigeon Alley | TAB-ACC-HTR-3886 | 5000000 | TAB-ACC-HTR-3837 | General inspection of hot water unit heater for
TAB-ACC-01 | 11 | Unit Heater Inspection-6 Months | Heater unit- WA4 - Incinerator Building, WA4 workshop at the east end of Pigeon Alley | TAB-ACC-HTR-3886 | 8000000 | TAB-ACC-HTR-3840 | General inspection of hot water unit heater for
TAB-ACC-01 | 11 | Unit Heater Inspection-6 Months | Heater unit- WA4 - Incinerator Building, WA4 workshop at the east end of Pigeon Alley | TAB-ACC-HTR-3886 | 10000000 | TAB-ACC-HTR-3886 | General inspection of hot water unit heater for
TAB-ACC-01 | 11 | Unit Heater Inspection-6 Months | Heater unit- WA4 - Incinerator Building, WA4 workshop at the east end of Pigeon Alley | TAB-ACC-HTR-3886 | 1000000 | TAB-ACC-HTR-3833A | General inspection of hot water unit heater for
TAB-ACC-01 | 11 | Unit Heater Inspection-6 Months | Heater unit- WA4 - Incinerator Building, WA4 workshop at the east end of Pigeon Alley | TAB-ACC-HTR-3886 | 3000000 | TAB-ACC-HTR-3834 | General inspection of hot water unit heater for
TAB-ACC-01 | 11 | Unit Heater Inspection-6 Months | Heater unit- WA4 - Incinerator Building, WA4 workshop at the east end of Pigeon Alley | TAB-ACC-HTR-3886 | 6000000 | TAB-ACC-HTR-3838 | General inspection of hot water unit heater for
TAB-ACC-01 | 11 | Unit Heater Inspection-6 Months | Heater unit- WA4 - Incinerator Building, WA4 workshop at the east end of Pigeon Alley | TAB-ACC-HTR-3886 | 7000000 | TAB-ACC-HTR-3839 | General inspection of hot water unit heater for
TAB-ACC-01 | 11 | Unit Heater Inspection-6 Months | Heater unit- WA4 - Incinerator Building, WA4 workshop at the east end of Pigeon Alley | TAB-ACC-HTR-3886 | 9000000 | TAB-ACC-HTR-3841 | General inspection of hot water unit heater for
TAB-ACC-01 | 11 | Unit Heater Inspection-6 Months | Heater unit- WA4 - Incinerator Building, WA4 workshop at the east end of Pigeon Alley | TAB-ACC-HTR-3886 | 11000000 | TAB-ACC-HTR-3887 | General inspection of hot water unit heater for
TAB-ACC-01 | 11 | Unit Heater Inspection-6 Months | Heater unit- WA4 - Incinerator Building, WA4 workshop at the east end of Pigeon Alley | TAB-ACC-HTR-3886 | 12000000 | TAB-ACC-HTR-3890 | General inspection of hot water unit heater for
TAB-ACC-01 | 11 | Unit Heater Inspection-6 Months | Heater unit- WA4 - Incinerator Building, WA4 workshop at the east end of Pigeon Alley | TAB-ACC-HTR-3886 | 13000000 | TAB-ACC-HTR-3891 | General inspection of hot water unit heater for
TAB-ACC-01 | 11 | Unit Heater Inspection-6 Months | Heater unit-Heat Recovery Bldg 4th Flr.Washroom | TAB-ACC-HTR-3896 | 1000000 | TAB-ACC-HTR-3896 | General inspection of hot water unit heater for
TAB-ACC-01 | 11 | Unit Heater Inspection-6 Months | Heater unit-Heat Recovery Bldg 4th Flr.Washroom | TAB-ACC-HTR-3896 | 2000000 | TAB-ACC-HTR-3897 | General inspection of hot water unit heater for
TAB-ACC-01 | 11 | Unit Heater Inspection-6 Months | Heater unit-Heat Recovery Bldg 4th Flr.Washroom | TAB-ACC-HTR-3896 | 3000000 | TAB-ACC-HTR-3900A | General inspection of hot water unit heater for
TAB-ACC-01 | 11 | Unit Heater Inspection-6 Months | Heater unit-Heat Recovery Bldg 4th Flr.Washroom | TAB-ACC-HTR-3896 | 5000000 | TAB-ACC-HTR-3901 | General inspection of hot water unit heater for
TAB-ACC-01 | 11 | Unit Heater Inspection-6 Months | Heater unit-Heat Recovery Bldg 4th Flr.Washroom | TAB-ACC-HTR-3896 | 6000000 | TAB-ACC-HTR-3902 | General inspection of hot water unit heater for
TAB-ACC-01 | 11 | Unit Heater Inspection-6 Months | Heater unit-Heat Recovery Bldg 4th Flr.Washroom | TAB-ACC-HTR-3896 | 10000000 | TAB-ACC-HTR-3908B | General inspection of hot water unit heater for
TAB-ACC-01 | 11 | Unit Heater Inspection-6 Months | Heater unit-Heat Recovery Bldg 4th Flr.Washroom | TAB-ACC-HTR-3896 | 11000000 | TAB-ACC-HTR-3910 | General inspection of hot water unit heater for
TAB-ACC-01 | 11 | Unit Heater Inspection-6 Months | Heater unit-Heat Recovery Bldg 4th Flr.Washroom | TAB-ACC-HTR-3896 | 12000000 | TAB-ACC-HTR-3911 | General inspection of hot water unit heater for
TAB-ACC-01 | 11 | Unit Heater Inspection-6 Months | Heater unit-Heat Recovery Bldg 4th Flr.Washroom | TAB-ACC-HTR-3896 | 17000000 | TAB-ACC-HTR-3861 | General inspection of hot water unit heater for
TAB-ACC-01 | 11 | Unit Heater Inspection-6 Months | Heater unit-Heat Recovery Bldg 4th Flr.Washroom | TAB-ACC-HTR-3896 | 20000000 | TAB-ACC-HTR-3853 | General inspection of hot water unit heater for
TAB-ACC-01 | 11 | Unit Heater Inspection-6 Months | Heater unit-Heat Recovery Bldg 4th Flr.Washroom | TAB-ACC-HTR-3896 | 23000000 | TAB-ACC-HTR-3826 | General inspection of hot water unit heater for
TAB-ACC-01 | 11 | Unit Heater Inspection-6 Months | Heater unit-Heat Recovery Bldg 4th Flr.Washroom | TAB-ACC-HTR-3896 | 24000000 | TAB-ACC-HTR-3854 | General inspection of hot water unit heater for
TAB-ACC-01 | 11 | Unit Heater Inspection-6 Months | Heater unit-Heat Recovery Bldg 4th Flr.Washroom | TAB-ACC-HTR-3896 | 25000000 | TAB-ACC-HTR-3848 | General inspection of hot water unit heater for
TAB-ACC-01 | 11 | Unit Heater Inspection-6 Months | Heater unit-Heat Recovery Bldg 4th Flr.Washroom | TAB-ACC-HTR-3896 | 27000000 | TAB-ACC-HTR-3827 | General inspection of hot water unit heater for
TAB-ACC-01 | 11 | Unit Heater Inspection-6 Months | Heater unit-Heat Recovery Bldg 4th Flr.Washroom | TAB-ACC-HTR-3896 | 28000000 | TAB-ACC-HTR-3855 | General inspection of hot water unit heater for
TAB-ACC-01 | 11 | Unit Heater Inspection-6 Months | Heater unit-Heat Recovery Bldg 4th Flr.Washroom | TAB-ACC-HTR-3896 | 30000000 | TAB-ACC-HTR-3844 | General inspection of hot water unit heater for
TAB-ACC-01 | 11 | Unit Heater Inspection-6 Months | Heater unit-Heat Recovery Bldg 4th Flr.Washroom | TAB-ACC-HTR-3896 | 4000000 | TAB-ACC-HTR-3900B | General inspection of hot water unit heater for
TAB-ACC-01 | 11 | Unit Heater Inspection-6 Months | Heater unit-Heat Recovery Bldg 4th Flr.Washroom | TAB-ACC-HTR-3896 | 31000000 | TAB-ACC-HTR-3828A | General inspection of hot water unit heater for
TAB-ACC-01 | 11 | Unit Heater Inspection-6 Months | Heater unit-Heat Recovery Bldg 4th Flr.Washroom | TAB-ACC-HTR-3896 | 7000000 | TAB-ACC-HTR-3903 | General inspection of hot water unit heater for
TAB-ACC-01 | 11 | Unit Heater Inspection-6 Months | Heater unit-Heat Recovery Bldg 4th Flr.Washroom | TAB-ACC-HTR-3896 | 32000000 | TAB-ACC-HTR-3850 | General inspection of hot water unit heater for
TAB-ACC-01 | 11 | Unit Heater Inspection-6 Months | Heater unit-Heat Recovery Bldg 4th Flr.Washroom | TAB-ACC-HTR-3896 | 8000000 | TAB-ACC-HTR-3904 | General inspection of hot water unit heater for
TAB-ACC-01 | 11 | Unit Heater Inspection-6 Months | Heater unit-Heat Recovery Bldg 4th Flr.Washroom | TAB-ACC-HTR-3896 | 38000000 | TAB-ACC-HTR-3828B | General inspection of hot water unit heater for
TAB-ACC-01 | 11 | Unit Heater Inspection-6 Months | Heater unit-Heat Recovery Bldg 4th Flr.Washroom | TAB-ACC-HTR-3896 | 9000000 | TAB-ACC-HTR-3908A | General inspection of hot water unit heater for
TAB-ACC-01 | 11 | Unit Heater Inspection-6 Months | Heater unit-Heat Recovery Bldg 4th Flr.Washroom | TAB-ACC-HTR-3896 | 13000000 | TAB-ACC-HTR-3912 | General inspection of hot water unit heater for
TAB-ACC-01 | 11 | Unit Heater Inspection-6 Months | Heater unit-Heat Recovery Bldg 4th Flr.Washroom | TAB-ACC-HTR-3896 | 14000000 | TAB-ACC-HTR-3913 | General inspection of hot water unit heater for
TAB-ACC-01 | 11 | Unit Heater Inspection-6 Months | Heater unit-Heat Recovery Bldg 4th Flr.Washroom | TAB-ACC-HTR-3896 | 15000000 | TAB-ACC-HTR-3916 | General inspection of hot water unit heater for
TAB-ACC-01 | 11 | Unit Heater Inspection-6 Months | Heater unit-Heat Recovery Bldg 4th Flr.Washroom | TAB-ACC-HTR-3896 | 16000000 | TAB-ACC-HTR-3917 | General inspection of hot water unit heater for
TAB-ACC-01 | 11 | Unit Heater Inspection-6 Months | Heater unit-Heat Recovery Bldg 4th Flr.Washroom | TAB-ACC-HTR-3896 | 18000000 | TAB-ACC-HTR-3829 | General inspection of hot water unit heater for
TAB-ACC-01 | 11 | Unit Heater Inspection-6 Months | Heater unit-Heat Recovery Bldg 4th Flr.Washroom | TAB-ACC-HTR-3896 | 19000000 | TAB-ACC-HTR-3852 | General inspection of hot water unit heater for
TAB-ACC-01 | 11 | Unit Heater Inspection-6 Months | Heater unit-Heat Recovery Bldg 4th Flr.Washroom | TAB-ACC-HTR-3896 | 21000000 | TAB-ACC-HTR-3847 | General inspection of hot water unit heater for
TAB-ACC-01 | 11 | Unit Heater Inspection-6 Months | Heater unit-Heat Recovery Bldg 4th Flr.Washroom | TAB-ACC-HTR-3896 | 22000000 | TAB-ACC-HTR-3842 | General inspection of hot water unit heater for
TAB-ACC-01 | 11 | Unit Heater Inspection-6 Months | Heater unit-Heat Recovery Bldg 4th Flr.Washroom | TAB-ACC-HTR-3896 | 26000000 | TAB-ACC-HTR-3843 | General inspection of hot water unit heater for
TAB-ACC-01 | 11 | Unit Heater Inspection-6 Months | Heater unit-Heat Recovery Bldg 4th Flr.Washroom | TAB-ACC-HTR-3896 | 29000000 | TAB-ACC-HTR-3849 | General inspection of hot water unit heater for
TAB-ACC-01 | 11 | Unit Heater Inspection-6 Months | Heater unit-Heat Recovery Bldg 4th Flr.Washroom | TAB-ACC-HTR-3896 | 33000000 | TAB-ACC-HTR-3845 | General inspection of hot water unit heater for
TAB-ACC-01 | 11 | Unit Heater Inspection-6 Months | Heater unit-Heat Recovery Bldg 4th Flr.Washroom | TAB-ACC-HTR-3896 | 34000000 | TAB-ACC-HTR-3858 | General inspection of hot water unit heater for
TAB-ACC-01 | 11 | Unit Heater Inspection-6 Months | Heater unit-Heat Recovery Bldg 4th Flr.Washroom | TAB-ACC-HTR-3896 | 35000000 | TAB-ACC-HTR-3860 | General inspection of hot water unit heater for
TAB-ACC-01 | 11 | Unit Heater Inspection-6 Months | Heater unit-Heat Recovery Bldg 4th Flr.Washroom | TAB-ACC-HTR-3896 | 36000000 | TAB-ACC-HTR-3857 | General inspection of hot water unit heater for
TAB-ACC-01 | 11 | Unit Heater Inspection-6 Months | Heater unit-Heat Recovery Bldg 4th Flr.Washroom | TAB-ACC-HTR-3896 | 37000000 | TAB-ACC-HTR-3859 | General inspection of hot water unit heater for
TAB-ACC-01 | 11 | Unit Heater Inspection-6 Months | Heater unit-Heat Recovery Bldg 4th Flr.Washroom | TAB-ACC-HTR-3896 | 39000000 | TAB-ACC-HTR-3856 | General inspection of hot water unit heater for
TAB-ACC-01 | 11 | Unit Heater Inspection-6 Months | Heater unit- First Floor , Old Dewatering Building | TAB-ACC-HTR-3921A | 2000000 | TAB-ACC-HTR-3921B | General inspection of hot water unit heater for
TAB-ACC-01 | 11 | Unit Heater Inspection-6 Months | Heater unit- First Floor , Old Dewatering Building | TAB-ACC-HTR-3921A | 4000000 | TAB-ACC-HTR-3923B | General inspection of hot water unit heater for
TAB-ACC-01 | 11 | Unit Heater Inspection-6 Months | Heater unit- First Floor , Old Dewatering Building | TAB-ACC-HTR-3921A | 1000000 | TAB-ACC-HTR-3921A | General inspection of hot water unit heater for
TAB-ACC-01 | 11 | Unit Heater Inspection-6 Months | Heater unit- First Floor , Old Dewatering Building | TAB-ACC-HTR-3921A | 3000000 | TAB-ACC-HTR-3923A | General inspection of hot water unit heater for
TAB-ACC-01 | 11 | Unit Heater Inspection-6 Months | Heater unit- Aux. Bldg | TAB-ACC-HTR-4413 | 5000000 | TAB-ACC-HTR-4417 | General inspection of hot water unit heater for
TAB-ACC-01 | 11 | Unit Heater Inspection-6 Months | Heater unit- Aux. Bldg | TAB-ACC-HTR-4413 | 7000000 | TAB-ACC-HTR-4419 | General inspection of hot water unit heater for
TAB-ACC-01 | 11 | Unit Heater Inspection-6 Months | Heater unit- Aux. Bldg | TAB-ACC-HTR-4413 | 10000000 | TAB-ACC-HTR-4458 | General inspection of hot water unit heater for
TAB-ACC-01 | 11 | Unit Heater Inspection-6 Months | Heater unit- Aux. Bldg | TAB-ACC-HTR-4413 | 11000000 | TAB-ACC-HTR-4459 | General inspection of hot water unit heater for
TAB-ACC-01 | 11 | Unit Heater Inspection-6 Months | Heater unit- Aux. Bldg | TAB-ACC-HTR-4413 | 12000000 | TAB-ACC-HTR-4460 | General inspection of hot water unit heater for
TAB-ACC-01 | 11 | Unit Heater Inspection-6 Months | Heater unit- Aux. Bldg | TAB-ACC-HTR-4413 | 13000000 | TAB-ACC-HTR-4461 | General inspection of hot water unit heater for
TAB-ACC-01 | 11 | Unit Heater Inspection-6 Months | Heater unit- Aux. Bldg | TAB-ACC-HTR-4413 | 16000000 | TAB-ACC-HTR-4467 | General inspection of hot water unit heater for
TAB-ACC-01 | 11 | Unit Heater Inspection-6 Months | Heater unit- Aux. Bldg | TAB-ACC-HTR-4413 | 18000000 | TAB-ACC-HTR-4471 | General inspection of hot water unit heater for
TAB-ACC-01 | 11 | Unit Heater Inspection-6 Months | Heater unit- Aux. Bldg | TAB-ACC-HTR-4413 | 21000000 | TAB-ACC-HTR-4415 | General inspection of hot water unit heater for
TAB-ACC-01 | 11 | Unit Heater Inspection-6 Months | Heater unit- Aux. Bldg | TAB-ACC-HTR-4413 | 23000000 | TAB-ACC-HTR-4478 | General inspection of hot water unit heater for
TAB-ACC-01 | 11 | Unit Heater Inspection-6 Months | Heater unit- Aux. Bldg | TAB-ACC-HTR-4413 | 24000000 | TAB-ACC-HTR-4479 | General inspection of hot water unit heater for
TAB-ACC-01 | 11 | Unit Heater Inspection-6 Months | Heater unit- Aux. Bldg | TAB-ACC-HTR-4413 | 1000000 | TAB-ACC-HTR-4413 | General inspection of hot water unit heater for
TAB-ACC-01 | 11 | Unit Heater Inspection-6 Months | Heater unit- Aux. Bldg | TAB-ACC-HTR-4413 | 4000000 | TAB-ACC-HTR-4416 | General inspection of hot water unit heater for
TAB-ACC-01 | 11 | Unit Heater Inspection-6 Months | Heater unit- Aux. Bldg | TAB-ACC-HTR-4413 | 6000000 | TAB-ACC-HTR-4418 | General inspection of hot water unit heater for
TAB-ACC-01 | 11 | Unit Heater Inspection-6 Months | Heater unit- Aux. Bldg | TAB-ACC-HTR-4413 | 8000000 | TAB-ACC-HTR-4456 | General inspection of hot water unit heater for
TAB-ACC-01 | 11 | Unit Heater Inspection-6 Months | Heater unit- Aux. Bldg | TAB-ACC-HTR-4413 | 9000000 | TAB-ACC-HTR-4457 | General inspection of hot water unit heater for
TAB-ACC-01 | 11 | Unit Heater Inspection-6 Months | Heater unit- Aux. Bldg | TAB-ACC-HTR-4413 | 14000000 | TAB-ACC-HTR-4462 | General inspection of hot water unit heater for
TAB-ACC-01 | 11 | Unit Heater Inspection-6 Months | Heater unit- Aux. Bldg | TAB-ACC-HTR-4413 | 15000000 | TAB-ACC-HTR-4466 | General inspection of hot water unit heater for
TAB-ACC-01 | 11 | Unit Heater Inspection-6 Months | Heater unit- Aux. Bldg | TAB-ACC-HTR-4413 | 17000000 | TAB-ACC-HTR-4470 | General inspection of hot water unit heater for
TAB-ACC-01 | 11 | Unit Heater Inspection-6 Months | Heater unit- Aux. Bldg | TAB-ACC-HTR-4413 | 19000000 | TAB-ACC-HTR-4472 | General inspection of hot water unit heater for
TAB-ACC-01 | 11 | Unit Heater Inspection-6 Months | Heater unit- Aux. Bldg | TAB-ACC-HTR-4413 | 20000000 | TAB-ACC-HTR-4414 | General inspection of hot water unit heater for
TAB-ACC-01 | 11 | Unit Heater Inspection-6 Months | Heater unit- Aux. Bldg | TAB-ACC-HTR-4413 | 22000000 | TAB-ACC-HTR-4475 | General inspection of hot water unit heater for
TAB-ACC-01 | 11 | Unit Heater Inspection-6 Months | Heater unit- Bio Solid Bldg | TAB-ACC-HTR-5801 | 3000000 | TAB-ACC-HTR-5803 | General inspection of hot water unit heater for
TAB-ACC-01 | 11 | Unit Heater Inspection-6 Months | Heater unit- Bio Solid Bldg | TAB-ACC-HTR-5801 | 5000000 | TAB-ACC-HTR-5805 | General inspection of hot water unit heater for
TAB-ACC-01 | 11 | Unit Heater Inspection-6 Months | Heater unit- Bio Solid Bldg | TAB-ACC-HTR-5801 | 6000000 | TAB-ACC-HTR-5806 | General inspection of hot water unit heater for
TAB-ACC-01 | 11 | Unit Heater Inspection-6 Months | Heater unit- Bio Solid Bldg | TAB-ACC-HTR-5801 | 8000000 | TAB-ACC-HTR-5808 | General inspection of hot water unit heater for
TAB-ACC-01 | 11 | Unit Heater Inspection-6 Months | Heater unit- Bio Solid Bldg | TAB-ACC-HTR-5801 | 14000000 | TAB-ACC-HTR-0005 | General inspection of hot water unit heater for
TAB-ACC-01 | 11 | Unit Heater Inspection-6 Months | Heater unit- Bio Solid Bldg | TAB-ACC-HTR-5801 | 15000000 | TAB-ACC-HTR-0006 | General inspection of hot water unit heater for
TAB-ACC-01 | 11 | Unit Heater Inspection-6 Months | Heater unit- Bio Solid Bldg | TAB-ACC-HTR-5801 | 16000000 | TAB-ACC-HTR-0007 | General inspection of hot water unit heater for
TAB-ACC-01 | 11 | Unit Heater Inspection-6 Months | Heater unit- Bio Solid Bldg | TAB-ACC-HTR-5801 | 17000000 | TAB-ACC-HTR-8001 | General inspection of hot water unit heater for
TAB-ACC-01 | 11 | Unit Heater Inspection-6 Months | Heater unit- Bio Solid Bldg | TAB-ACC-HTR-5801 | 1000000 | TAB-ACC-HTR-5801 | General inspection of hot water unit heater for
TAB-ACC-01 | 11 | Unit Heater Inspection-6 Months | Heater unit- Bio Solid Bldg | TAB-ACC-HTR-5801 | 2000000 | TAB-ACC-HTR-5802 | General inspection of hot water unit heater for
TAB-ACC-01 | 11 | Unit Heater Inspection-6 Months | Heater unit- Bio Solid Bldg | TAB-ACC-HTR-5801 | 4000000 | TAB-ACC-HTR-5804 | General inspection of hot water unit heater for
TAB-ACC-01 | 11 | Unit Heater Inspection-6 Months | Heater unit- Bio Solid Bldg | TAB-ACC-HTR-5801 | 7000000 | TAB-ACC-HTR-5807 | General inspection of hot water unit heater for
TAB-ACC-01 | 11 | Unit Heater Inspection-6 Months | Heater unit- Bio Solid Bldg | TAB-ACC-HTR-5801 | 9000000 | TAB-ACC-HTR-5809 | General inspection of hot water unit heater for
TAB-ACC-01 | 11 | Unit Heater Inspection-6 Months | Heater unit- Bio Solid Bldg | TAB-ACC-HTR-5801 | 10000000 | TAB-ACC-HTR-0001 | General inspection of hot water unit heater for
TAB-ACC-01 | 11 | Unit Heater Inspection-6 Months | Heater unit- Bio Solid Bldg | TAB-ACC-HTR-5801 | 11000000 | TAB-ACC-HTR-0002 | General inspection of hot water unit heater for
TAB-ACC-01 | 11 | Unit Heater Inspection-6 Months | Heater unit- Bio Solid Bldg | TAB-ACC-HTR-5801 | 12000000 | TAB-ACC-HTR-0003 | General inspection of hot water unit heater for
TAB-ACC-01 | 11 | Unit Heater Inspection-6 Months | Heater unit- Bio Solid Bldg | TAB-ACC-HTR-5801 | 13000000 | TAB-ACC-HTR-0004 | General inspection of hot water unit heater for
TAB-ACC-01 | 11 | Unit Heater Inspection-6 Months | Heater, Unit Heater, Hot Water, Mechanical Room, Dig 9-12 Control Building. | TAB-ACC-HTR-6334 | 2000000 | TAB-ACC-HTR-6335 | General inspection of hot water unit heater for
TAB-ACC-01 | 11 | Unit Heater Inspection-6 Months | Heater, Unit Heater, Hot Water, Mechanical Room, Dig 9-12 Control Building. | TAB-ACC-HTR-6334 | 5000000 | TAB-ACC-HTR-6338 | General inspection of hot water unit heater for
TAB-ACC-01 | 11 | Unit Heater Inspection-6 Months | Heater, Unit Heater, Hot Water, Mechanical Room, Dig 9-12 Control Building. | TAB-ACC-HTR-6334 | 1000000 | TAB-ACC-HTR-6334 | General inspection of hot water unit heater for
TAB-ACC-01 | 11 | Unit Heater Inspection-6 Months | Heater, Unit Heater, Hot Water, Mechanical Room, Dig 9-12 Control Building. | TAB-ACC-HTR-6334 | 3000000 | TAB-ACC-HTR-6336 | General inspection of hot water unit heater for
TAB-ACC-01 | 11 | Unit Heater Inspection-6 Months | Heater, Unit Heater, Hot Water, Mechanical Room, Dig 9-12 Control Building. | TAB-ACC-HTR-6334 | 4000000 | TAB-ACC-HTR-6337 | General inspection of hot water unit heater for
TAB-ACC-01 | 11 | Unit Heater Inspection-6 Months | Heater, Unit Heater, Hot Water, Mechanical Room, Dig 9-12 Control Building. | TAB-ACC-HTR-6334 | 6000000 | TAB-ACC-HTR-6339 | General inspection of hot water unit heater for
TAB-ACC-01 | 11 | Unit Heater Inspection-6 Months | Heater, Unit Heater, Hot Water, Mechanical Room, Dig 9-12 Control Building. | TAB-ACC-HTR-6334 | 7000000 | TAB-ACC-HTR-6340 | General inspection of hot water unit heater for
TAB-ACC-01 | 11 | Unit Heater Inspection-6 Months | Heater, Unit Heater, Hot Water, Mechanical Room, Dig 9-12 Control Building. | TAB-ACC-HTR-6334 | 8000000 | TAB-ACC-HTR-6301 | General inspection of hot water unit heater for
TAB-ACC-01 | 11 | Unit Heater Inspection-6 Months | Heater, Electric, Electrical Room, Old Screen Bldg., P Bldg. | TAB-ACC-HTR-6401 | 1000000 | TAB-ACC-HTR-6401 | General inspection of hot water unit heater for
TAB-ACC-01 | 11 | Unit Heater Inspection-6 Months | Heater, Electric, Electrical Room, Old Screen Bldg., P Bldg. | TAB-ACC-HTR-6401 | 2000000 | TAB-ACC-HTR-6402 | General inspection of hot water unit heater for
TAB-ACC-01 | 11 | Unit Heater Inspection-6 Months | Heater, Electric, Electrical Room, Old Screen Bldg., P Bldg. | TAB-ACC-HTR-6401 | 6000000 | TAB-ACC-HTR-6401 | General inspection of hot water unit heater for
TAB-ACC-01 | 11 | Unit Heater Inspection-6 Months | Heater, Electric, Electrical Room, Old Screen Bldg., P Bldg. | TAB-ACC-HTR-6401 | 10000000 | TAB-ACC-HTR-6474 | General inspection of hot water unit heater for
TAB-ACC-01 | 11 | Unit Heater Inspection-6 Months | Heater, Electric, Electrical Room, Old Screen Bldg., P Bldg. | TAB-ACC-HTR-6401 | 11000000 | TAB-ACC-HTR-6475 | General inspection of hot water unit heater for
TAB-ACC-01 | 11 | Unit Heater Inspection-6 Months | Heater, Electric, Electrical Room, Old Screen Bldg., P Bldg. | TAB-ACC-HTR-6401 | 12000000 | TAB-ACC-HTR-6476 | General inspection of hot water unit heater for
TAB-ACC-01 | 11 | Unit Heater Inspection-6 Months | Heater, Electric, Electrical Room, Old Screen Bldg., P Bldg. | TAB-ACC-HTR-6401 | 13000000 | TAB-ACC-HTR-6477 | General inspection of hot water unit heater for
TAB-ACC-01 | 11 | Unit Heater Inspection-6 Months | Heater, Electric, Electrical Room, Old Screen Bldg., P Bldg. | TAB-ACC-HTR-6401 | 17000000 | TAB-ACC-HTR-6502 | General inspection of hot water unit heater for
TAB-ACC-01 | 11 | Unit Heater Inspection-6 Months | Heater, Electric, Electrical Room, Old Screen Bldg., P Bldg. | TAB-ACC-HTR-6401 | 18000000 | TAB-ACC-HTR-6503 | General inspection of hot water unit heater for
TAB-ACC-01 | 11 | Unit Heater Inspection-6 Months | Heater, Electric, Electrical Room, Old Screen Bldg., P Bldg. | TAB-ACC-HTR-6401 | 20000000 | TAB-ACC-HTR-6505 | General inspection of hot water unit heater for
TAB-ACC-01 | 11 | Unit Heater Inspection-6 Months | Heater, Electric, Electrical Room, Old Screen Bldg., P Bldg. | TAB-ACC-HTR-6401 | 23000000 | TAB-ACC-HTR-6508 | General inspection of hot water unit heater for
TAB-ACC-01 | 11 | Unit Heater Inspection-6 Months | Heater, Electric, Electrical Room, Old Screen Bldg., P Bldg. | TAB-ACC-HTR-6401 | 25000000 | TAB-ACC-HTR-6510 | General inspection of hot water unit heater for
TAB-ACC-01 | 11 | Unit Heater Inspection-6 Months | Heater, Electric, Electrical Room, Old Screen Bldg., P Bldg. | TAB-ACC-HTR-6401 | 31000000 | TAB-ACC-HTR-6522 | General inspection of hot water unit heater for
TAB-ACC-01 | 11 | Unit Heater Inspection-6 Months | Heater, Electric, Electrical Room, Old Screen Bldg., P Bldg. | TAB-ACC-HTR-6401 | 33000000 | TAB-ACC-HTR-6532 | General inspection of hot water unit heater for
TAB-ACC-01 | 11 | Unit Heater Inspection-6 Months | Heater, Electric, Electrical Room, Old Screen Bldg., P Bldg. | TAB-ACC-HTR-6401 | 35000000 | TAB-ACC-HTR-6534 | General inspection of hot water unit heater for
TAB-ACC-01 | 11 | Unit Heater Inspection-6 Months | Heater, Electric, Electrical Room, Old Screen Bldg., P Bldg. | TAB-ACC-HTR-6401 | 36000000 | TAB-ACC-HTR-6541 | General inspection of hot water unit heater for
TAB-ACC-01 | 11 | Unit Heater Inspection-6 Months | Heater, Electric, Electrical Room, Old Screen Bldg., P Bldg. | TAB-ACC-HTR-6401 | 38000000 | TAB-ACC-HTR-6543 | General inspection of hot water unit heater for
TAB-ACC-01 | 11 | Unit Heater Inspection-6 Months | Heater, Electric, Electrical Room, Old Screen Bldg., P Bldg. | TAB-ACC-HTR-6401 | 39000000 | TAB-ACC-HTR-6544 | General inspection of hot water unit heater for
TAB-ACC-01 | 11 | Unit Heater Inspection-6 Months | Heater, Electric, Electrical Room, Old Screen Bldg., P Bldg. | TAB-ACC-HTR-6401 | 41000000 | TAB-ACC-HTR-6546 | General inspection of hot water unit heater for
TAB-ACC-01 | 11 | Unit Heater Inspection-6 Months | Heater, Electric, Electrical Room, Old Screen Bldg., P Bldg. | TAB-ACC-HTR-6401 | 43000000 | TAB-ACC-HTR-6548 | General inspection of hot water unit heater for
TAB-ACC-01 | 11 | Unit Heater Inspection-6 Months | Heater, Electric, Electrical Room, Old Screen Bldg., P Bldg. | TAB-ACC-HTR-6401 | 45000000 | TAB-ACC-HTR-6550 | General inspection of hot water unit heater for
TAB-ACC-01 | 11 | Unit Heater Inspection-6 Months | Heater, Electric, Electrical Room, Old Screen Bldg., P Bldg. | TAB-ACC-HTR-6401 | 46000000 | TAB-ACC-HTR-6551 | General inspection of hot water unit heater for
TAB-ACC-01 | 11 | Unit Heater Inspection-6 Months | Heater, Electric, Electrical Room, Old Screen Bldg., P Bldg. | TAB-ACC-HTR-6401 | 53000000 | TAB-ACC-HTR-6558 | General inspection of hot water unit heater for
TAB-ACC-01 | 11 | Unit Heater Inspection-6 Months | Heater, Electric, Electrical Room, Old Screen Bldg., P Bldg. | TAB-ACC-HTR-6401 | 56000000 | TAB-ACC-HTR-6561 | General inspection of hot water unit heater for
TAB-ACC-01 | 11 | Unit Heater Inspection-6 Months | Heater, Electric, Electrical Room, Old Screen Bldg., P Bldg. | TAB-ACC-HTR-6401 | 57000000 | TAB-ACC-HTR-6562 | General inspection of hot water unit heater for
TAB-ACC-01 | 11 | Unit Heater Inspection-6 Months | Heater, Electric, Electrical Room, Old Screen Bldg., P Bldg. | TAB-ACC-HTR-6401 | 60000000 | TAB-ACC-HTR-6581 | General inspection of hot water unit heater for
TAB-ACC-01 | 11 | Unit Heater Inspection-6 Months | Heater, Electric, Electrical Room, Old Screen Bldg., P Bldg. | TAB-ACC-HTR-6401 | 61000000 | TAB-ACC-HTR-6501 | General inspection of hot water unit heater for
TAB-ACC-01 | 11 | Unit Heater Inspection-6 Months | Heater, Electric, Electrical Room, Old Screen Bldg., P Bldg. | TAB-ACC-HTR-6401 | 3000000 | TAB-ACC-HTR-6403 | General inspection of hot water unit heater for
TAB-ACC-01 | 11 | Unit Heater Inspection-6 Months | Heater, Electric, Electrical Room, Old Screen Bldg., P Bldg. | TAB-ACC-HTR-6401 | 4000000 | TAB-ACC-HTR-6404 | General inspection of hot water unit heater for
TAB-ACC-01 | 11 | Unit Heater Inspection-6 Months | Heater, Electric, Electrical Room, Old Screen Bldg., P Bldg. | TAB-ACC-HTR-6401 | 5000000 | TAB-ACC-HTR-6405 | General inspection of hot water unit heater for
TAB-ACC-01 | 11 | Unit Heater Inspection-6 Months | Heater, Electric, Electrical Room, Old Screen Bldg., P Bldg. | TAB-ACC-HTR-6401 | 7000000 | TAB-ACC-HTR-6471 | General inspection of hot water unit heater for
TAB-ACC-01 | 11 | Unit Heater Inspection-6 Months | Heater, Electric, Electrical Room, Old Screen Bldg., P Bldg. | TAB-ACC-HTR-6401 | 8000000 | TAB-ACC-HTR-6472 | General inspection of hot water unit heater for
TAB-ACC-01 | 11 | Unit Heater Inspection-6 Months | Heater, Electric, Electrical Room, Old Screen Bldg., P Bldg. | TAB-ACC-HTR-6401 | 9000000 | TAB-ACC-HTR-6473 | General inspection of hot water unit heater for
TAB-ACC-01 | 11 | Unit Heater Inspection-6 Months | Heater, Electric, Electrical Room, Old Screen Bldg., P Bldg. | TAB-ACC-HTR-6401 | 14000000 | TAB-ACC-HTR-6478 | General inspection of hot water unit heater for
TAB-ACC-01 | 11 | Unit Heater Inspection-6 Months | Heater, Electric, Electrical Room, Old Screen Bldg., P Bldg. | TAB-ACC-HTR-6401 | 15000000 | TAB-ACC-HTR-6479 | General inspection of hot water unit heater for
TAB-ACC-01 | 11 | Unit Heater Inspection-6 Months | Heater, Electric, Electrical Room, Old Screen Bldg., P Bldg. | TAB-ACC-HTR-6401 | 16000000 | TAB-ACC-HTR-6501 | General inspection of hot water unit heater for
TAB-ACC-01 | 11 | Unit Heater Inspection-6 Months | Heater, Electric, Electrical Room, Old Screen Bldg., P Bldg. | TAB-ACC-HTR-6401 | 19000000 | TAB-ACC-HTR-6504 | General inspection of hot water unit heater for
TAB-ACC-01 | 11 | Unit Heater Inspection-6 Months | Heater, Electric, Electrical Room, Old Screen Bldg., P Bldg. | TAB-ACC-HTR-6401 | 21000000 | TAB-ACC-HTR-6506 | General inspection of hot water unit heater for
TAB-ACC-01 | 11 | Unit Heater Inspection-6 Months | Heater, Electric, Electrical Room, Old Screen Bldg., P Bldg. | TAB-ACC-HTR-6401 | 22000000 | TAB-ACC-HTR-6507 | General inspection of hot water unit heater for
TAB-ACC-01 | 11 | Unit Heater Inspection-6 Months | Heater, Electric, Electrical Room, Old Screen Bldg., P Bldg. | TAB-ACC-HTR-6401 | 24000000 | TAB-ACC-HTR-6509 | General inspection of hot water unit heater for
TAB-ACC-01 | 11 | Unit Heater Inspection-6 Months | Heater, Electric, Electrical Room, Old Screen Bldg., P Bldg. | TAB-ACC-HTR-6401 | 26000000 | TAB-ACC-HTR-6511 | General inspection of hot water unit heater for
TAB-ACC-01 | 11 | Unit Heater Inspection-6 Months | Heater, Electric, Electrical Room, Old Screen Bldg., P Bldg. | TAB-ACC-HTR-6401 | 27000000 | TAB-ACC-HTR-6512 | General inspection of hot water unit heater for
TAB-ACC-01 | 11 | Unit Heater Inspection-6 Months | Heater, Electric, Electrical Room, Old Screen Bldg., P Bldg. | TAB-ACC-HTR-6401 | 28000000 | TAB-ACC-HTR-6513 | General inspection of hot water unit heater for
TAB-ACC-01 | 11 | Unit Heater Inspection-6 Months | Heater, Electric, Electrical Room, Old Screen Bldg., P Bldg. | TAB-ACC-HTR-6401 | 29000000 | TAB-ACC-HTR-6514 | General inspection of hot water unit heater for
TAB-ACC-01 | 11 | Unit Heater Inspection-6 Months | Heater, Electric, Electrical Room, Old Screen Bldg., P Bldg. | TAB-ACC-HTR-6401 | 30000000 | TAB-ACC-HTR-6521 | General inspection of hot water unit heater for
TAB-ACC-01 | 11 | Unit Heater Inspection-6 Months | Heater, Electric, Electrical Room, Old Screen Bldg., P Bldg. | TAB-ACC-HTR-6401 | 32000000 | TAB-ACC-HTR-6531 | General inspection of hot water unit heater for
TAB-ACC-01 | 11 | Unit Heater Inspection-6 Months | Heater, Electric, Electrical Room, Old Screen Bldg., P Bldg. | TAB-ACC-HTR-6401 | 34000000 | TAB-ACC-HTR-6533 | General inspection of hot water unit heater for
TAB-ACC-01 | 11 | Unit Heater Inspection-6 Months | Heater, Electric, Electrical Room, Old Screen Bldg., P Bldg. | TAB-ACC-HTR-6401 | 37000000 | TAB-ACC-HTR-6542 | General inspection of hot water unit heater for
TAB-ACC-01 | 11 | Unit Heater Inspection-6 Months | Heater, Electric, Electrical Room, Old Screen Bldg., P Bldg. | TAB-ACC-HTR-6401 | 40000000 | TAB-ACC-HTR-6545 | General inspection of hot water unit heater for
TAB-ACC-01 | 11 | Unit Heater Inspection-6 Months | Heater, Electric, Electrical Room, Old Screen Bldg., P Bldg. | TAB-ACC-HTR-6401 | 42000000 | TAB-ACC-HTR-6547 | General inspection of hot water unit heater for
TAB-ACC-01 | 11 | Unit Heater Inspection-6 Months | Heater, Electric, Electrical Room, Old Screen Bldg., P Bldg. | TAB-ACC-HTR-6401 | 44000000 | TAB-ACC-HTR-6549 | General inspection of hot water unit heater for
TAB-ACC-01 | 11 | Unit Heater Inspection-6 Months | Heater, Electric, Electrical Room, Old Screen Bldg., P Bldg. | TAB-ACC-HTR-6401 | 47000000 | TAB-ACC-HTR-6552 | General inspection of hot water unit heater for
TAB-ACC-01 | 11 | Unit Heater Inspection-6 Months | Heater, Electric, Electrical Room, Old Screen Bldg., P Bldg. | TAB-ACC-HTR-6401 | 48000000 | TAB-ACC-HTR-6553 | General inspection of hot water unit heater for
TAB-ACC-01 | 11 | Unit Heater Inspection-6 Months | Heater, Electric, Electrical Room, Old Screen Bldg., P Bldg. | TAB-ACC-HTR-6401 | 49000000 | TAB-ACC-HTR-6554 | General inspection of hot water unit heater for
TAB-ACC-01 | 11 | Unit Heater Inspection-6 Months | Heater, Electric, Electrical Room, Old Screen Bldg., P Bldg. | TAB-ACC-HTR-6401 | 50000000 | TAB-ACC-HTR-6555 | General inspection of hot water unit heater for
TAB-ACC-01 | 11 | Unit Heater Inspection-6 Months | Heater, Electric, Electrical Room, Old Screen Bldg., P Bldg. | TAB-ACC-HTR-6401 | 51000000 | TAB-ACC-HTR-6556 | General inspection of hot water unit heater for
TAB-ACC-01 | 11 | Unit Heater Inspection-6 Months | Heater, Electric, Electrical Room, Old Screen Bldg., P Bldg. | TAB-ACC-HTR-6401 | 52000000 | TAB-ACC-HTR-6557 | General inspection of hot water unit heater for
TAB-ACC-01 | 11 | Unit Heater Inspection-6 Months | Heater, Electric, Electrical Room, Old Screen Bldg., P Bldg. | TAB-ACC-HTR-6401 | 54000000 | TAB-ACC-HTR-6559 | General inspection of hot water unit heater for
TAB-ACC-01 | 11 | Unit Heater Inspection-6 Months | Heater, Electric, Electrical Room, Old Screen Bldg., P Bldg. | TAB-ACC-HTR-6401 | 55000000 | TAB-ACC-HTR-6560 | General inspection of hot water unit heater for
TAB-ACC-01 | 11 | Unit Heater Inspection-6 Months | Heater, Electric, Electrical Room, Old Screen Bldg., P Bldg. | TAB-ACC-HTR-6401 | 58000000 | TAB-ACC-HTR-6563 | General inspection of hot water unit heater for
TAB-ACC-01 | 11 | Unit Heater Inspection-6 Months | Heater, Electric, Electrical Room, Old Screen Bldg., P Bldg. | TAB-ACC-HTR-6401 | 59000000 | TAB-ACC-HTR-6564 | General inspection of hot water unit heater for
TAB-ACC-01 | 11 | Unit Heater Inspection-6 Months | TAB-Routine Work Area 6 | TAB-RTE-WA6 | 1000000 | TAB-ACC-HTR-1462 | General inspection of hot water unit heater0001forTAB
TAB-ACC-01 | 11 | Unit Heater Inspection-6 Months | TAB-Routine Work Area 6 | TAB-RTE-WA6 | 6000000 | TAB-ACC-HTR-1467 | General inspection of hot water unit heater0001forTAB
TAB-ACC-01 | 11 | Unit Heater Inspection-6 Months | TAB-Routine Work Area 6 | TAB-RTE-WA6 | 7000000 | TAB-ACC-HTR-1468 | General inspection of hot water unit heater0001forTAB
TAB-ACC-01 | 11 | Unit Heater Inspection-6 Months | TAB-Routine Work Area 6 | TAB-RTE-WA6 | 8000000 | TAB-ACC-HTR-1469 | General inspection of hot water unit heater0001forTAB
TAB-ACC-01 | 11 | Unit Heater Inspection-6 Months | TAB-Routine Work Area 6 | TAB-RTE-WA6 | 10000000 | TAB-ACC-HTR-1471 | General inspection of hot water unit heater0001forTAB
TAB-ACC-01 | 11 | Unit Heater Inspection-6 Months | TAB-Routine Work Area 6 | TAB-RTE-WA6 | 13000000 | TAB-ACC-HTR-1474 | General inspection of hot water unit heater0001forTAB
TAB-ACC-01 | 11 | Unit Heater Inspection-6 Months | TAB-Routine Work Area 6 | TAB-RTE-WA6 | 15000000 | TAB-ACC-HTR-1476 | General inspection of hot water unit heater0001forTAB
TAB-ACC-01 | 11 | Unit Heater Inspection-6 Months | TAB-Routine Work Area 6 | TAB-RTE-WA6 | 16000000 | TAB-ACC-HTR-1477 | General inspection of hot water unit heater0001forTAB
TAB-ACC-01 | 11 | Unit Heater Inspection-6 Months | TAB-Routine Work Area 6 | TAB-RTE-WA6 | 18000000 | TAB-ACC-HTR-1479 | General inspection of hot water unit heater0001forTAB
TAB-ACC-01 | 11 | Unit Heater Inspection-6 Months | TAB-Routine Work Area 6 | TAB-RTE-WA6 | 19000000 | TAB-RTE-WA6 | General inspection of hot water unit heater0001forTAB
TAB-ACC-01 | 11 | Unit Heater Inspection-6 Months | TAB-Routine Work Area 6 | TAB-RTE-WA6 | 2000000 | TAB-ACC-HTR-1463 | General inspection of hot water unit heater0001forTAB
TAB-ACC-01 | 11 | Unit Heater Inspection-6 Months | TAB-Routine Work Area 6 | TAB-RTE-WA6 | 3000000 | TAB-ACC-HTR-1464 | General inspection of hot water unit heater0001forTAB
TAB-ACC-01 | 11 | Unit Heater Inspection-6 Months | TAB-Routine Work Area 6 | TAB-RTE-WA6 | 4000000 | TAB-ACC-HTR-1465 | General inspection of hot water unit heater0001forTAB
TAB-ACC-01 | 11 | Unit Heater Inspection-6 Months | TAB-Routine Work Area 6 | TAB-RTE-WA6 | 5000000 | TAB-ACC-HTR-1466 | General inspection of hot water unit heater0001forTAB
TAB-ACC-01 | 11 | Unit Heater Inspection-6 Months | TAB-Routine Work Area 6 | TAB-RTE-WA6 | 9000000 | TAB-ACC-HTR-1470 | General inspection of hot water unit heater0001forTAB
TAB-ACC-01 | 11 | Unit Heater Inspection-6 Months | TAB-Routine Work Area 6 | TAB-RTE-WA6 | 11000000 | TAB-ACC-HTR-1472 | General inspection of hot water unit heater0001forTAB
TAB-ACC-01 | 11 | Unit Heater Inspection-6 Months | TAB-Routine Work Area 6 | TAB-RTE-WA6 | 12000000 | TAB-ACC-HTR-1473 | General inspection of hot water unit heater0001forTAB
TAB-ACC-01 | 11 | Unit Heater Inspection-6 Months | TAB-Routine Work Area 6 | TAB-RTE-WA6 | 14000000 | TAB-ACC-HTR-1475 | General inspection of hot water unit heater0001forTAB
TAB-ACC-01 | 11 | Unit Heater Inspection-6 Months | TAB-Routine Work Area 6 | TAB-RTE-WA6 | 17000000 | TAB-ACC-HTR-1478 | General inspection of hot water unit heater0001forTAB
TAB-ACC-01 | 14 | Digester 9-12 Ceiling Fan Dust Cleaning- 6 Months | TAB-Routine Work Area 6 | TAB-RTE-WA6 | 3000000 | TAB-ACC-FN-6324 | Remove dust from ceiling fan er to for
TAB-ACC-01 | 14 | Digester 9-12 Ceiling Fan Dust Cleaning- 6 Months | TAB-Routine Work Area 6 | TAB-RTE-WA6 | 1000000 | TAB-ACC-FN-6322 | Remove dust from ceiling fan er to for
TAB-ACC-01 | 14 | Digester 9-12 Ceiling Fan Dust Cleaning- 6 Months | TAB-Routine Work Area 6 | TAB-RTE-WA6 | 4000000 | TAB-ACC-FN-6325 | Remove dust from ceiling fan er to for
TAB-ACC-01 | 14 | Digester 9-12 Ceiling Fan Dust Cleaning- 6 Months | TAB-Routine Work Area 6 | TAB-RTE-WA6 | 2000000 | TAB-ACC-FN-6323 | Remove dust from ceiling fan er to for
TAB-ACC-01 | 14 | Digester 9-12 Ceiling Fan Dust Cleaning- 6 Months | TAB-Routine Work Area 6 | TAB-RTE-WA6 | 5000000 | TAB-ACC-FN-6326 | Remove dust from ceiling fan er to for
TAB-ACC-01 | 14 | Digester 9-12 Ceiling Fan Dust Cleaning- 6 Months | TAB-Routine Work Area 6 | TAB-RTE-WA6 | 8000000 | TAB-ACC-FN-6329 | Remove dust from ceiling fan er to for
TAB-ACC-01 | 14 | Digester 9-12 Ceiling Fan Dust Cleaning- 6 Months | TAB-Routine Work Area 6 | TAB-RTE-WA6 | 6000000 | TAB-ACC-FN-6327 | Remove dust from ceiling fan er to for
TAB-ACC-01 | 14 | Digester 9-12 Ceiling Fan Dust Cleaning- 6 Months | TAB-Routine Work Area 6 | TAB-RTE-WA6 | 7000000 | TAB-ACC-FN-6328 | Remove dust from ceiling fan er to for
TAB-ACC-01 | 16 | Digester 9-12 HVAC Valve, Instrument Inspection and Cleaning- 6 Months | TAB-Routine Work Area 6 | TAB-RTE-WA6 | 1000000 | TAB-ACC-PDSH-6301 | Wipe dust and debris er to for
TAB-ACC-01 | 16 | Digester 9-12 HVAC Valve, Instrument Inspection and Cleaning- 6 Months | TAB-Routine Work Area 6 | TAB-RTE-WA6 | 2000000 | TAB-ACC-PDSH-6302 | Wipe dust and debris er to for
TAB-ACC-01 | 16 | Digester 9-12 HVAC Valve, Instrument Inspection and Cleaning- 6 Months | TAB-Routine Work Area 6 | TAB-RTE-WA6 | 3000000 | TAB-ACC-PDSH-6303 | Wipe dust and debris er to for
TAB-ACC-01 | 16 | Digester 9-12 HVAC Valve, Instrument Inspection and Cleaning- 6 Months | TAB-Routine Work Area 6 | TAB-RTE-WA6 | 4000000 | TAB-ACC-PDSH-6304 | Wipe dust and debris er to for
TAB-ACC-01 | 16 | Digester 9-12 HVAC Valve, Instrument Inspection and Cleaning- 6 Months | TAB-Routine Work Area 6 | TAB-RTE-WA6 | 6000000 | TAB-ACC-PDSH-6306 | Wipe dust and debris er to for
TAB-ACC-01 | 16 | Digester 9-12 HVAC Valve, Instrument Inspection and Cleaning- 6 Months | TAB-Routine Work Area 6 | TAB-RTE-WA6 | 5000000 | TAB-ACC-PDSH-6305 | Wipe dust and debris er to for
TAB-ACC-01 | 16 | Digester 9-12 HVAC Valve, Instrument Inspection and Cleaning- 6 Months | TAB-Routine Work Area 6 | TAB-RTE-WA6 | 7000000 | TAB-ACC-PDSH-6313 | Wipe dust and debris er to for
TAB-ACC-01 | 16 | Digester 9-12 HVAC Valve, Instrument Inspection and Cleaning- 6 Months | TAB-Routine Work Area 6 | TAB-RTE-WA6 | 11000000 | TAB-ACC-TSL-6303 | Wipe dust and debris er to for
TAB-ACC-01 | 16 | Digester 9-12 HVAC Valve, Instrument Inspection and Cleaning- 6 Months | TAB-Routine Work Area 6 | TAB-RTE-WA6 | 8000000 | TAB-ACC-PSL-6301 | Wipe dust and debris er to for
TAB-ACC-01 | 16 | Digester 9-12 HVAC Valve, Instrument Inspection and Cleaning- 6 Months | TAB-Routine Work Area 6 | TAB-RTE-WA6 | 16000000 | TAB-ACC-TSL-6337 | Wipe dust and debris er to for
TAB-ACC-01 | 16 | Digester 9-12 HVAC Valve, Instrument Inspection and Cleaning- 6 Months | TAB-Routine Work Area 6 | TAB-RTE-WA6 | 9000000 | TAB-ACC-TSL-6301 | Wipe dust and debris er to for
TAB-ACC-01 | 16 | Digester 9-12 HVAC Valve, Instrument Inspection and Cleaning- 6 Months | TAB-Routine Work Area 6 | TAB-RTE-WA6 | 17000000 | TAB-ACC-TSL-6338 | Wipe dust and debris er to for
TAB-ACC-01 | 16 | Digester 9-12 HVAC Valve, Instrument Inspection and Cleaning- 6 Months | TAB-Routine Work Area 6 | TAB-RTE-WA6 | 10000000 | TAB-ACC-TSL-6302 | Wipe dust and debris er to for
TAB-ACC-01 | 16 | Digester 9-12 HVAC Valve, Instrument Inspection and Cleaning- 6 Months | TAB-Routine Work Area 6 | TAB-RTE-WA6 | 18000000 | TAB-ACC-TSL-6339 | Wipe dust and debris er to for
TAB-ACC-01 | 16 | Digester 9-12 HVAC Valve, Instrument Inspection and Cleaning- 6 Months | TAB-Routine Work Area 6 | TAB-RTE-WA6 | 12000000 | TAB-ACC-TSL-6304 | Wipe dust and debris er to for
TAB-ACC-01 | 16 | Digester 9-12 HVAC Valve, Instrument Inspection and Cleaning- 6 Months | TAB-Routine Work Area 6 | TAB-RTE-WA6 | 19000000 | TAB-ACC-TSL-6340 | Wipe dust and debris er to for
TAB-ACC-01 | 16 | Digester 9-12 HVAC Valve, Instrument Inspection and Cleaning- 6 Months | TAB-Routine Work Area 6 | TAB-RTE-WA6 | 13000000 | TAB-ACC-TSL-6334 | Wipe dust and debris er to for
TAB-ACC-01 | 16 | Digester 9-12 HVAC Valve, Instrument Inspection and Cleaning- 6 Months | TAB-Routine Work Area 6 | TAB-RTE-WA6 | 22000000 | TAB-ACC-V-6307 | Wipe dust and debris er to for
TAB-ACC-01 | 16 | Digester 9-12 HVAC Valve, Instrument Inspection and Cleaning- 6 Months | TAB-Routine Work Area 6 | TAB-RTE-WA6 | 14000000 | TAB-ACC-TSL-6335 | Wipe dust and debris er to for
TAB-ACC-01 | 16 | Digester 9-12 HVAC Valve, Instrument Inspection and Cleaning- 6 Months | TAB-Routine Work Area 6 | TAB-RTE-WA6 | 24000000 | TAB-ACC-V-6309 | Wipe dust and debris er to for
TAB-ACC-01 | 16 | Digester 9-12 HVAC Valve, Instrument Inspection and Cleaning- 6 Months | TAB-Routine Work Area 6 | TAB-RTE-WA6 | 15000000 | TAB-ACC-TSL-6336 | Wipe dust and debris er to for
TAB-ACC-01 | 16 | Digester 9-12 HVAC Valve, Instrument Inspection and Cleaning- 6 Months | TAB-Routine Work Area 6 | TAB-RTE-WA6 | 30000000 | TAB-ACC-V-6353 | Wipe dust and debris er to for
TAB-ACC-01 | 16 | Digester 9-12 HVAC Valve, Instrument Inspection and Cleaning- 6 Months | TAB-Routine Work Area 6 | TAB-RTE-WA6 | 20000000 | TAB-ACC-V-6305 | Wipe dust and debris er to for
TAB-ACC-01 | 16 | Digester 9-12 HVAC Valve, Instrument Inspection and Cleaning- 6 Months | TAB-Routine Work Area 6 | TAB-RTE-WA6 | 32000000 | TAB-ACC-V-6301 | Wipe dust and debris er to for
TAB-ACC-01 | 16 | Digester 9-12 HVAC Valve, Instrument Inspection and Cleaning- 6 Months | TAB-Routine Work Area 6 | TAB-RTE-WA6 | 21000000 | TAB-ACC-V-6306 | Wipe dust and debris er to for
TAB-ACC-01 | 16 | Digester 9-12 HVAC Valve, Instrument Inspection and Cleaning- 6 Months | TAB-Routine Work Area 6 | TAB-RTE-WA6 | 33000000 | TAB-ACC-V-6302 | Wipe dust and debris er to for
TAB-ACC-01 | 16 | Digester 9-12 HVAC Valve, Instrument Inspection and Cleaning- 6 Months | TAB-Routine Work Area 6 | TAB-RTE-WA6 | 23000000 | TAB-ACC-V-6308 | Wipe dust and debris er to for
TAB-ACC-01 | 16 | Digester 9-12 HVAC Valve, Instrument Inspection and Cleaning- 6 Months | TAB-Routine Work Area 6 | TAB-RTE-WA6 | 36000000 | TAB-ACC-V-6324 | Wipe dust and debris er to for
TAB-ACC-01 | 16 | Digester 9-12 HVAC Valve, Instrument Inspection and Cleaning- 6 Months | TAB-Routine Work Area 6 | TAB-RTE-WA6 | 25000000 | TAB-ACC-V-6322 | Wipe dust and debris er to for
TAB-ACC-01 | 16 | Digester 9-12 HVAC Valve, Instrument Inspection and Cleaning- 6 Months | TAB-Routine Work Area 6 | TAB-RTE-WA6 | 37000000 | TAB-ACC-V-6334 | Wipe dust and debris er to for
TAB-ACC-01 | 16 | Digester 9-12 HVAC Valve, Instrument Inspection and Cleaning- 6 Months | TAB-Routine Work Area 6 | TAB-RTE-WA6 | 26000000 | TAB-ACC-V-6331 | Wipe dust and debris er to for
TAB-ACC-01 | 16 | Digester 9-12 HVAC Valve, Instrument Inspection and Cleaning- 6 Months | TAB-Routine Work Area 6 | TAB-RTE-WA6 | 43000000 | TAB-ACC-V-6315 | Wipe dust and debris er to for
TAB-ACC-01 | 16 | Digester 9-12 HVAC Valve, Instrument Inspection and Cleaning- 6 Months | TAB-Routine Work Area 6 | TAB-RTE-WA6 | 27000000 | TAB-ACC-V-6332 | Wipe dust and debris er to for
TAB-ACC-01 | 16 | Digester 9-12 HVAC Valve, Instrument Inspection and Cleaning- 6 Months | TAB-Routine Work Area 6 | TAB-RTE-WA6 | 44000000 | TAB-ACC-V-6308 | Wipe dust and debris er to for
TAB-ACC-01 | 16 | Digester 9-12 HVAC Valve, Instrument Inspection and Cleaning- 6 Months | TAB-Routine Work Area 6 | TAB-RTE-WA6 | 28000000 | TAB-ACC-V-6351 | Wipe dust and debris er to for
TAB-ACC-01 | 16 | Digester 9-12 HVAC Valve, Instrument Inspection and Cleaning- 6 Months | TAB-Routine Work Area 6 | TAB-RTE-WA6 | 45000000 | TAB-ACC-V-6317 | Wipe dust and debris er to for
TAB-ACC-01 | 16 | Digester 9-12 HVAC Valve, Instrument Inspection and Cleaning- 6 Months | TAB-Routine Work Area 6 | TAB-RTE-WA6 | 29000000 | TAB-ACC-V-6352 | Wipe dust and debris er to for
TAB-ACC-01 | 16 | Digester 9-12 HVAC Valve, Instrument Inspection and Cleaning- 6 Months | TAB-Routine Work Area 6 | TAB-RTE-WA6 | 46000000 | TAB-ACC-V-6318 | Wipe dust and debris er to for
TAB-ACC-01 | 16 | Digester 9-12 HVAC Valve, Instrument Inspection and Cleaning- 6 Months | TAB-Routine Work Area 6 | TAB-RTE-WA6 | 31000000 | TAB-ACC-V-6354 | Wipe dust and debris er to for
TAB-ACC-01 | 16 | Digester 9-12 HVAC Valve, Instrument Inspection and Cleaning- 6 Months | TAB-Routine Work Area 6 | TAB-RTE-WA6 | 34000000 | TAB-ACC-V-6303 | Wipe dust and debris er to for
TAB-ACC-01 | 16 | Digester 9-12 HVAC Valve, Instrument Inspection and Cleaning- 6 Months | TAB-Routine Work Area 6 | TAB-RTE-WA6 | 35000000 | TAB-ACC-V-6308 | Wipe dust and debris er to for
TAB-ACC-01 | 16 | Digester 9-12 HVAC Valve, Instrument Inspection and Cleaning- 6 Months | TAB-Routine Work Area 6 | TAB-RTE-WA6 | 38000000 | TAB-ACC-V-6310 | Wipe dust and debris er to for
TAB-ACC-01 | 16 | Digester 9-12 HVAC Valve, Instrument Inspection and Cleaning- 6 Months | TAB-Routine Work Area 6 | TAB-RTE-WA6 | 39000000 | TAB-ACC-V-6311 | Wipe dust and debris er to for
TAB-ACC-01 | 16 | Digester 9-12 HVAC Valve, Instrument Inspection and Cleaning- 6 Months | TAB-Routine Work Area 6 | TAB-RTE-WA6 | 40000000 | TAB-ACC-V-6312 | Wipe dust and debris er to for
TAB-ACC-01 | 16 | Digester 9-12 HVAC Valve, Instrument Inspection and Cleaning- 6 Months | TAB-Routine Work Area 6 | TAB-RTE-WA6 | 41000000 | TAB-ACC-V-6313 | Wipe dust and debris er to for
TAB-ACC-01 | 16 | Digester 9-12 HVAC Valve, Instrument Inspection and Cleaning- 6 Months | TAB-Routine Work Area 6 | TAB-RTE-WA6 | 42000000 | TAB-ACC-V-6314 | Wipe dust and debris er to for
TAB-ACC-02 | 6 | Pressure test the steam/hot water heat exchanger tubes for signs of leakage- Yearly | Heat Exchanger, Domestic Hot Water, HE20-1 | TAB-ACC-HE-0211 | 2000000 | TAB-ACC-HE-0311 | Pressure test the steamhot water heat exchanger tubes for signs of leakage for
TAB-ACC-02 | 6 | Pressure test the steam/hot water heat exchanger tubes for signs of leakage- Yearly | Heat Exchanger, Domestic Hot Water, HE20-1 | TAB-ACC-HE-0211 | 1000000 | TAB-ACC-HE-0211 | Pressure test the steamhot water heat exchanger tubes for signs of leakage for
TAB-ACC-02 | 10 | Remove and send PRV out for certification test- 5 Years (Legislative, TSSA) | Tank #1, Expansion, Primary Loop | TAB-ACC-T-0140 | 1000000 | TAB-ACC-T-0010 | Remove and send PRV out for certification test for
TAB-ACC-02 | 10 | Remove and send PRV out for certification test- 5 Years (Legislative, TSSA) | Tank #1, Expansion, Primary Loop | TAB-ACC-T-0140 | 2000000 | TAB-ACC-T-0145 | Remove and send PRV out for certification test for
TAB-ACC-02 | 11 | Remove and send PRV out for certification test- 2 Years (Legislative, TSSA) | Boiler, Hot Water Boiler #6 | TAB-ACC-BO-0060 | 2000000 | TAB-ACC-BO-0060 | Remove and send PRV out for certification test for
TAB-ACC-02 | 11 | Remove and send PRV out for certification test- 2 Years (Legislative, TSSA) | Boiler, Hot Water Boiler #6 | TAB-ACC-BO-0060 | 4000000 | TAB-ACC-BO-0060 | Remove and send PRV out for certification test for
TAB-ACC-02 | 11 | Remove and send PRV out for certification test- 2 Years (Legislative, TSSA) | Boiler, Hot Water Boiler #6 | TAB-ACC-BO-0060 | 1000000 | TAB-ACC-BO-0060 | Remove and send PRV out for certification test for
TAB-ACC-02 | 11 | Remove and send PRV out for certification test- 2 Years (Legislative, TSSA) | Boiler, Hot Water Boiler #6 | TAB-ACC-BO-0060 | 3000000 | TAB-ACC-BO-0060 | Remove and send PRV out for certification test for
TAB-ACC-02 | 25 | HVAC Unit Maintenance Task- Industrial Millwright- 6 Months- D & P Bldg | Air Handling Unit, Old D Bldg. Rooftop | TAB-ACC-AHU-0100 | 1000000 | TAB-ACC-AHU-0100 | HVAC Unit Maintenance Task 6 Months D Bldg for
TAB-ACC-02 | 25 | HVAC Unit Maintenance Task- Industrial Millwright- 6 Months- D & P Bldg | Air Handling Unit, Old D Bldg. Rooftop | TAB-ACC-AHU-0100 | 2000000 | TAB-ACC-FN-0100 | HVAC Unit Maintenance Task 6 Months D Bldg for
TAB-ACC-02 | 25 | HVAC Unit Maintenance Task- Industrial Millwright- 6 Months- D & P Bldg | Air Handling Unit, Old D Bldg. Rooftop | TAB-ACC-AHU-0100 | 3000000 | TAB-ACC-DM-0100 | HVAC Unit Maintenance Task 6 Months D Bldg for
TAB-ACC-02 | 25 | HVAC Unit Maintenance Task- Industrial Millwright- 6 Months- D & P Bldg | Air Handling Unit, Old D Bldg. Rooftop | TAB-ACC-AHU-0100 | 4000000 | TAB-ACC-DM-0110 | HVAC Unit Maintenance Task 6 Months D Bldg for
TAB-ACC-02 | 25 | HVAC Unit Maintenance Task- Industrial Millwright- 6 Months- D & P Bldg | Air Handling Unit, Old D Bldg. Rooftop | TAB-ACC-AHU-0200 | 1000000 | TAB-ACC-AHU-0200 | HVAC Unit Maintenance Task 6 Months D Bldg for
TAB-ACC-02 | 25 | HVAC Unit Maintenance Task- Industrial Millwright- 6 Months- D & P Bldg | Air Handling Unit, Old D Bldg. Rooftop | TAB-ACC-AHU-0200 | 5000000 | TAB-ACC-V-0200 | HVAC Unit Maintenance Task 6 Months D Bldg for
TAB-ACC-02 | 25 | HVAC Unit Maintenance Task- Industrial Millwright- 6 Months- D & P Bldg | Air Handling Unit, Old D Bldg. Rooftop | TAB-ACC-AHU-0200 | 2000000 | TAB-ACC-FN-0200 | HVAC Unit Maintenance Task 6 Months D Bldg for
TAB-ACC-02 | 25 | HVAC Unit Maintenance Task- Industrial Millwright- 6 Months- D & P Bldg | Air Handling Unit, Old D Bldg. Rooftop | TAB-ACC-AHU-0200 | 3000000 | TAB-ACC-DM-0200 | HVAC Unit Maintenance Task 6 Months D Bldg for
TAB-ACC-02 | 25 | HVAC Unit Maintenance Task- Industrial Millwright- 6 Months- D & P Bldg | Air Handling Unit, Old D Bldg. Rooftop | TAB-ACC-AHU-0200 | 4000000 | TAB-ACC-DM-0210 | HVAC Unit Maintenance Task 6 Months D Bldg for
TAB-ACC-02 | 25 | HVAC Unit Maintenance Task- Industrial Millwright- 6 Months- D & P Bldg | Air Handling Unit, Old D Bldg. Rooftop | TAB-ACC-AHU-0900 | 2000000 | TAB-ACC-FN-0900 | HVAC Unit Maintenance Task 6 Months D Bldg for
TAB-ACC-02 | 25 | HVAC Unit Maintenance Task- Industrial Millwright- 6 Months- D & P Bldg | Air Handling Unit, Old D Bldg. Rooftop | TAB-ACC-AHU-0900 | 4000000 | TAB-ACC-DM-0910 | HVAC Unit Maintenance Task 6 Months D Bldg for
TAB-ACC-02 | 25 | HVAC Unit Maintenance Task- Industrial Millwright- 6 Months- D & P Bldg | Air Handling Unit, Old D Bldg. Rooftop | TAB-ACC-AHU-0900 | 5000000 | TAB-ACC-V-0900 | HVAC Unit Maintenance Task 6 Months D Bldg for
TAB-ACC-02 | 25 | HVAC Unit Maintenance Task- Industrial Millwright- 6 Months- D & P Bldg | Air Handling Unit, Old D Bldg. Rooftop | TAB-ACC-AHU-0900 | 1000000 | TAB-ACC-AHU-0900 | HVAC Unit Maintenance Task 6 Months D Bldg for
TAB-ACC-02 | 25 | HVAC Unit Maintenance Task- Industrial Millwright- 6 Months- D & P Bldg | Air Handling Unit, Old D Bldg. Rooftop | TAB-ACC-AHU-0900 | 3000000 | TAB-ACC-DM-0900 | HVAC Unit Maintenance Task 6 Months D Bldg for
TAB-ACC-02 | 25 | HVAC Unit Maintenance Task- Industrial Millwright- 6 Months- D & P Bldg | Air Handling Unit, Old D Bldg. Rooftop | TAB-ACC-AHU-0950 | 1000000 | TAB-ACC-AHU-0950 | HVAC Unit Maintenance Task 6 Months D Bldg for
TAB-ACC-02 | 25 | HVAC Unit Maintenance Task- Industrial Millwright- 6 Months- D & P Bldg | Air Handling Unit, Old D Bldg. Rooftop | TAB-ACC-AHU-0950 | 3000000 | TAB-ACC-DM-0950 | HVAC Unit Maintenance Task 6 Months D Bldg for
TAB-ACC-02 | 25 | HVAC Unit Maintenance Task- Industrial Millwright- 6 Months- D & P Bldg | Air Handling Unit, Old D Bldg. Rooftop | TAB-ACC-AHU-0950 | 4000000 | TAB-ACC-DM-0951 | HVAC Unit Maintenance Task 6 Months D Bldg for
TAB-ACC-02 | 25 | HVAC Unit Maintenance Task- Industrial Millwright- 6 Months- D & P Bldg | Air Handling Unit, Old D Bldg. Rooftop | TAB-ACC-AHU-0950 | 2000000 | TAB-ACC-FN-0950 | HVAC Unit Maintenance Task 6 Months D Bldg for
TAB-ACC-02 | 25 | HVAC Unit Maintenance Task- Industrial Millwright- 6 Months- D & P Bldg | Air Handling Unit, D Bldg Roof | TAB-ACC-AHU-1300 | 4000000 | TAB-ACC-DM-1330 | HVAC Unit Maintenance Task 6 Months D Bldg for
TAB-ACC-02 | 25 | HVAC Unit Maintenance Task- Industrial Millwright- 6 Months- D & P Bldg | Air Handling Unit, D Bldg Roof | TAB-ACC-AHU-1300 | 10000000 | TAB-ACC-HE-1320 | HVAC Unit Maintenance Task 6 Months D Bldg for
TAB-ACC-02 | 25 | HVAC Unit Maintenance Task- Industrial Millwright- 6 Months- D & P Bldg | Air Handling Unit, D Bldg Roof | TAB-ACC-AHU-1300 | 13000000 | TAB-ACC-V-1310 | HVAC Unit Maintenance Task 6 Months D Bldg for
TAB-ACC-02 | 25 | HVAC Unit Maintenance Task- Industrial Millwright- 6 Months- D & P Bldg | Air Handling Unit, D Bldg Roof | TAB-ACC-AHU-1300 | 2000000 | TAB-ACC-DM-1310 | HVAC Unit Maintenance Task 6 Months D Bldg for
TAB-ACC-02 | 25 | HVAC Unit Maintenance Task- Industrial Millwright- 6 Months- D & P Bldg | Air Handling Unit, D Bldg Roof | TAB-ACC-AHU-1300 | 3000000 | TAB-ACC-DM-1320 | HVAC Unit Maintenance Task 6 Months D Bldg for
TAB-ACC-02 | 25 | HVAC Unit Maintenance Task- Industrial Millwright- 6 Months- D & P Bldg | Air Handling Unit, D Bldg Roof | TAB-ACC-AHU-1300 | 5000000 | TAB-ACC-F-1310 | HVAC Unit Maintenance Task 6 Months D Bldg for
TAB-ACC-02 | 25 | HVAC Unit Maintenance Task- Industrial Millwright- 6 Months- D & P Bldg | Air Handling Unit, D Bldg Roof | TAB-ACC-AHU-1300 | 6000000 | TAB-ACC-F-1320 | HVAC Unit Maintenance Task 6 Months D Bldg for
TAB-ACC-02 | 25 | HVAC Unit Maintenance Task- Industrial Millwright- 6 Months- D & P Bldg | Air Handling Unit, D Bldg Roof | TAB-ACC-AHU-1300 | 7000000 | TAB-ACC-FN-1310 | HVAC Unit Maintenance Task 6 Months D Bldg for
TAB-ACC-02 | 25 | HVAC Unit Maintenance Task- Industrial Millwright- 6 Months- D & P Bldg | Air Handling Unit, D Bldg Roof | TAB-ACC-AHU-1300 | 8000000 | TAB-ACC-FN-1320 | HVAC Unit Maintenance Task 6 Months D Bldg for
TAB-ACC-02 | 25 | HVAC Unit Maintenance Task- Industrial Millwright- 6 Months- D & P Bldg | Air Handling Unit, D Bldg Roof | TAB-ACC-AHU-1300 | 9000000 | TAB-ACC-HE-1310 | HVAC Unit Maintenance Task 6 Months D Bldg for
TAB-ACC-02 | 25 | HVAC Unit Maintenance Task- Industrial Millwright- 6 Months- D & P Bldg | Air Handling Unit, D Bldg Roof | TAB-ACC-AHU-1300 | 11000000 | TAB-ACC-HE-1330 | HVAC Unit Maintenance Task 6 Months D Bldg for
TAB-ACC-02 | 25 | HVAC Unit Maintenance Task- Industrial Millwright- 6 Months- D & P Bldg | Air Handling Unit, D Bldg Roof | TAB-ACC-AHU-1300 | 12000000 | TAB-ACC-P-1300 | HVAC Unit Maintenance Task 6 Months D Bldg for
TAB-ACC-02 | 25 | HVAC Unit Maintenance Task- Industrial Millwright- 6 Months- D & P Bldg | Air Handling Unit, D Bldg Roof | TAB-ACC-AHU-1300 | 14000000 | TAB-ACC-V-1315 | HVAC Unit Maintenance Task 6 Months D Bldg for
TAB-ACC-02 | 25 | HVAC Unit Maintenance Task- Industrial Millwright- 6 Months- D & P Bldg | Air Handling Unit, D Bldg Roof | TAB-ACC-AHU-1400 | 1000000 | TAB-ACC-AHU-1400 | HVAC Unit Maintenance Task 6 Months D Bldg for
TAB-ACC-02 | 25 | HVAC Unit Maintenance Task- Industrial Millwright- 6 Months- D & P Bldg | Air Handling Unit, D Bldg Roof | TAB-ACC-AHU-1400 | 3000000 | TAB-ACC-DM-1420 | HVAC Unit Maintenance Task 6 Months D Bldg for
TAB-ACC-02 | 25 | HVAC Unit Maintenance Task- Industrial Millwright- 6 Months- D & P Bldg | Air Handling Unit, D Bldg Roof | TAB-ACC-AHU-1400 | 4000000 | TAB-ACC-DM-1430 | HVAC Unit Maintenance Task 6 Months D Bldg for
TAB-ACC-02 | 25 | HVAC Unit Maintenance Task- Industrial Millwright- 6 Months- D & P Bldg | Air Handling Unit, D Bldg Roof | TAB-ACC-AHU-1400 | 5000000 | TAB-ACC-F-1410 | HVAC Unit Maintenance Task 6 Months D Bldg for
TAB-ACC-02 | 25 | HVAC Unit Maintenance Task- Industrial Millwright- 6 Months- D & P Bldg | Air Handling Unit, D Bldg Roof | TAB-ACC-AHU-1400 | 7000000 | TAB-ACC-FN-1410 | HVAC Unit Maintenance Task 6 Months D Bldg for
TAB-ACC-02 | 25 | HVAC Unit Maintenance Task- Industrial Millwright- 6 Months- D & P Bldg | Air Handling Unit, D Bldg Roof | TAB-ACC-AHU-1400 | 8000000 | TAB-ACC-FN-1420 | HVAC Unit Maintenance Task 6 Months D Bldg for
TAB-ACC-02 | 25 | HVAC Unit Maintenance Task- Industrial Millwright- 6 Months- D & P Bldg | Air Handling Unit, D Bldg Roof | TAB-ACC-AHU-1400 | 9000000 | TAB-ACC-HE-1410 | HVAC Unit Maintenance Task 6 Months D Bldg for
TAB-ACC-02 | 25 | HVAC Unit Maintenance Task- Industrial Millwright- 6 Months- D & P Bldg | Air Handling Unit, D Bldg Roof | TAB-ACC-AHU-1400 | 11000000 | TAB-ACC-HE-1430 | HVAC Unit Maintenance Task 6 Months D Bldg for
TAB-ACC-02 | 25 | HVAC Unit Maintenance Task- Industrial Millwright- 6 Months- D & P Bldg | Air Handling Unit, D Bldg Roof | TAB-ACC-AHU-1400 | 2000000 | TAB-ACC-DM-1400 | HVAC Unit Maintenance Task 6 Months D Bldg for
TAB-ACC-02 | 25 | HVAC Unit Maintenance Task- Industrial Millwright- 6 Months- D & P Bldg | Air Handling Unit, D Bldg Roof | TAB-ACC-AHU-1400 | 6000000 | TAB-ACC-F-1420 | HVAC Unit Maintenance Task 6 Months D Bldg for
TAB-ACC-02 | 25 | HVAC Unit Maintenance Task- Industrial Millwright- 6 Months- D & P Bldg | Air Handling Unit, D Bldg Roof | TAB-ACC-AHU-1400 | 10000000 | TAB-ACC-HE-1420 | HVAC Unit Maintenance Task 6 Months D Bldg for
TAB-ACC-02 | 25 | HVAC Unit Maintenance Task- Industrial Millwright- 6 Months- D & P Bldg | Air Handling Unit, D Bldg Roof | TAB-ACC-AHU-1400 | 12000000 | TAB-ACC-P-1400 | HVAC Unit Maintenance Task 6 Months D Bldg for
TAB-ACC-02 | 25 | HVAC Unit Maintenance Task- Industrial Millwright- 6 Months- D & P Bldg | Air Handling Unit, D Bldg Roof | TAB-ACC-AHU-1400 | 13000000 | TAB-ACC-V-1410 | HVAC Unit Maintenance Task 6 Months D Bldg for
TAB-ACC-02 | 25 | HVAC Unit Maintenance Task- Industrial Millwright- 6 Months- D & P Bldg | Air Handling Unit, D Bldg Roof | TAB-ACC-AHU-1400 | 14000000 | TAB-ACC-V-1415 | HVAC Unit Maintenance Task 6 Months D Bldg for
TAB-ACC-02 | 25 | HVAC Unit Maintenance Task- Industrial Millwright- 6 Months- D & P Bldg | Air Handling Unit, D Bldg Roof | TAB-ACC-AHU-1500 | 1000000 | TAB-ACC-AHU-1500 | HVAC Unit Maintenance Task 6 Months D Bldg for
TAB-ACC-02 | 25 | HVAC Unit Maintenance Task- Industrial Millwright- 6 Months- D & P Bldg | Air Handling Unit, D Bldg Roof | TAB-ACC-AHU-1500 | 2000000 | TAB-ACC-DM-1510 | HVAC Unit Maintenance Task 6 Months D Bldg for
TAB-ACC-02 | 25 | HVAC Unit Maintenance Task- Industrial Millwright- 6 Months- D & P Bldg | Air Handling Unit, D Bldg Roof | TAB-ACC-AHU-1500 | 5000000 | TAB-ACC-F-1510 | HVAC Unit Maintenance Task 6 Months D Bldg for
TAB-ACC-02 | 25 | HVAC Unit Maintenance Task- Industrial Millwright- 6 Months- D & P Bldg | Air Handling Unit, D Bldg Roof | TAB-ACC-AHU-1500 | 7000000 | TAB-ACC-FN-1510 | HVAC Unit Maintenance Task 6 Months D Bldg for
TAB-ACC-02 | 25 | HVAC Unit Maintenance Task- Industrial Millwright- 6 Months- D & P Bldg | Air Handling Unit, D Bldg Roof | TAB-ACC-AHU-1500 | 9000000 | TAB-ACC-HE-1510 | HVAC Unit Maintenance Task 6 Months D Bldg for
TAB-ACC-02 | 25 | HVAC Unit Maintenance Task- Industrial Millwright- 6 Months- D & P Bldg | Air Handling Unit, D Bldg Roof | TAB-ACC-AHU-1500 | 10000000 | TAB-ACC-HE-1520 | HVAC Unit Maintenance Task 6 Months D Bldg for
TAB-ACC-02 | 25 | HVAC Unit Maintenance Task- Industrial Millwright- 6 Months- D & P Bldg | Air Handling Unit, D Bldg Roof | TAB-ACC-AHU-1500 | 11000000 | TAB-ACC-HE-1530 | HVAC Unit Maintenance Task 6 Months D Bldg for
TAB-ACC-02 | 25 | HVAC Unit Maintenance Task- Industrial Millwright- 6 Months- D & P Bldg | Air Handling Unit, D Bldg Roof | TAB-ACC-AHU-1500 | 3000000 | TAB-ACC-DM-1520 | HVAC Unit Maintenance Task 6 Months D Bldg for
TAB-ACC-02 | 25 | HVAC Unit Maintenance Task- Industrial Millwright- 6 Months- D & P Bldg | Air Handling Unit, D Bldg Roof | TAB-ACC-AHU-1500 | 4000000 | TAB-ACC-DM-1530 | HVAC Unit Maintenance Task 6 Months D Bldg for
TAB-ACC-02 | 25 | HVAC Unit Maintenance Task- Industrial Millwright- 6 Months- D & P Bldg | Air Handling Unit, D Bldg Roof | TAB-ACC-AHU-1500 | 6000000 | TAB-ACC-F-1520 | HVAC Unit Maintenance Task 6 Months D Bldg for
TAB-ACC-02 | 25 | HVAC Unit Maintenance Task- Industrial Millwright- 6 Months- D & P Bldg | Air Handling Unit, D Bldg Roof | TAB-ACC-AHU-1500 | 8000000 | TAB-ACC-FN-1520 | HVAC Unit Maintenance Task 6 Months D Bldg for
TAB-ACC-02 | 25 | HVAC Unit Maintenance Task- Industrial Millwright- 6 Months- D & P Bldg | Air Handling Unit, D Bldg Roof | TAB-ACC-AHU-1500 | 12000000 | TAB-ACC-P-1500 | HVAC Unit Maintenance Task 6 Months D Bldg for
TAB-ACC-02 | 25 | HVAC Unit Maintenance Task- Industrial Millwright- 6 Months- D & P Bldg | Air Handling Unit, D Bldg Roof | TAB-ACC-AHU-1500 | 13000000 | TAB-ACC-V-1510 | HVAC Unit Maintenance Task 6 Months D Bldg for
TAB-ACC-02 | 25 | HVAC Unit Maintenance Task- Industrial Millwright- 6 Months- D & P Bldg | Air Handling Unit, D Bldg Roof | TAB-ACC-AHU-1500 | 14000000 | TAB-ACC-V-1515 | HVAC Unit Maintenance Task 6 Months D Bldg for
TAB-ACC-02 | 25 | HVAC Unit Maintenance Task- Industrial Millwright- 6 Months- D & P Bldg | Air Handling Unit, D Bldg Roof | TAB-ACC-AHU-1600 | 1000000 | TAB-ACC-AHU-1600 | HVAC Unit Maintenance Task 6 Months D Bldg for
TAB-ACC-02 | 25 | HVAC Unit Maintenance Task- Industrial Millwright- 6 Months- D & P Bldg | Air Handling Unit, D Bldg Roof | TAB-ACC-AHU-1600 | 2000000 | TAB-ACC-FN-1600 | HVAC Unit Maintenance Task 6 Months D Bldg for
TAB-ACC-02 | 25 | HVAC Unit Maintenance Task- Industrial Millwright- 6 Months- D & P Bldg | Air Handling Unit, D Bldg Roof | TAB-ACC-AHU-1600 | 4000000 | TAB-ACC-DM-1602 | HVAC Unit Maintenance Task 6 Months D Bldg for
TAB-ACC-02 | 25 | HVAC Unit Maintenance Task- Industrial Millwright- 6 Months- D & P Bldg | Air Handling Unit, D Bldg Roof | TAB-ACC-AHU-1600 | 3000000 | TAB-ACC-DM-1601 | HVAC Unit Maintenance Task 6 Months D Bldg for
TAB-ACC-02 | 25 | HVAC Unit Maintenance Task- Industrial Millwright- 6 Months- D & P Bldg | Air Handling Unit, D Bldg Roof | TAB-ACC-AHU-1600 | 5000000 | TAB-ACC-V-1600 | HVAC Unit Maintenance Task 6 Months D Bldg for
TAB-ACC-02 | 25 | HVAC Unit Maintenance Task- Industrial Millwright- 6 Months- D & P Bldg | Air Handling Unit, D Bldg Roof | TAB-ACC-AHU-1700 | 1000000 | TAB-ACC-AHU-1700 | HVAC Unit Maintenance Task 6 Months D Bldg for
TAB-ACC-02 | 25 | HVAC Unit Maintenance Task- Industrial Millwright- 6 Months- D & P Bldg | Air Handling Unit, D Bldg Roof | TAB-ACC-AHU-1700 | 2000000 | TAB-ACC-FN-1700 | HVAC Unit Maintenance Task 6 Months D Bldg for
TAB-ACC-02 | 25 | HVAC Unit Maintenance Task- Industrial Millwright- 6 Months- D & P Bldg | Air Handling Unit, D Bldg Roof | TAB-ACC-AHU-1700 | 3000000 | TAB-ACC-DM-1701 | HVAC Unit Maintenance Task 6 Months D Bldg for
TAB-ACC-02 | 25 | HVAC Unit Maintenance Task- Industrial Millwright- 6 Months- D & P Bldg | Air Handling Unit, D Bldg Roof | TAB-ACC-AHU-1700 | 4000000 | TAB-ACC-DM-1702 | HVAC Unit Maintenance Task 6 Months D Bldg for
TAB-ACC-02 | 25 | HVAC Unit Maintenance Task- Industrial Millwright- 6 Months- D & P Bldg | Air Handling Unit, D Bldg Roof | TAB-ACC-AHU-1700 | 5000000 | TAB-ACC-V-1700 | HVAC Unit Maintenance Task 6 Months D Bldg for
TAB-ACC-02 | 25 | HVAC Unit Maintenance Task- Industrial Millwright- 6 Months- D & P Bldg | Air Handling Unit, D Bldg Roof | TAB-ACC-AHU-1800 | 1000000 | TAB-ACC-AHU-1800 | HVAC Unit Maintenance Task 6 Months D Bldg for
TAB-ACC-02 | 25 | HVAC Unit Maintenance Task- Industrial Millwright- 6 Months- D & P Bldg | Air Handling Unit, D Bldg Roof | TAB-ACC-AHU-1800 | 3000000 | TAB-ACC-DM-1800 | HVAC Unit Maintenance Task 6 Months D Bldg for
TAB-ACC-02 | 25 | HVAC Unit Maintenance Task- Industrial Millwright- 6 Months- D & P Bldg | Air Handling Unit, D Bldg Roof | TAB-ACC-AHU-1800 | 4000000 | TAB-ACC-V-1802 | HVAC Unit Maintenance Task 6 Months D Bldg for
TAB-ACC-02 | 25 | HVAC Unit Maintenance Task- Industrial Millwright- 6 Months- D & P Bldg | Air Handling Unit, D Bldg Roof | TAB-ACC-AHU-1800 | 2000000 | TAB-ACC-FN-1800 | HVAC Unit Maintenance Task 6 Months D Bldg for
TAB-ACC-02 | 25 | HVAC Unit Maintenance Task- Industrial Millwright- 6 Months- D & P Bldg | Air Handling Unit, D Bldg Roof | TAB-ACC-AHU-1900 | 3000000 | TAB-ACC-DM-1900 | HVAC Unit Maintenance Task 6 Months D Bldg for
TAB-ACC-02 | 25 | HVAC Unit Maintenance Task- Industrial Millwright- 6 Months- D & P Bldg | Air Handling Unit, D Bldg Roof | TAB-ACC-AHU-1900 | 4000000 | TAB-ACC-V-1902 | HVAC Unit Maintenance Task 6 Months D Bldg for
TAB-ACC-02 | 25 | HVAC Unit Maintenance Task- Industrial Millwright- 6 Months- D & P Bldg | Air Handling Unit, D Bldg Roof | TAB-ACC-AHU-1900 | 1000000 | TAB-ACC-AHU-1900 | HVAC Unit Maintenance Task 6 Months D Bldg for
TAB-ACC-02 | 25 | HVAC Unit Maintenance Task- Industrial Millwright- 6 Months- D & P Bldg | Air Handling Unit, D Bldg Roof | TAB-ACC-AHU-1900 | 2000000 | TAB-ACC-FN-1900 | HVAC Unit Maintenance Task 6 Months D Bldg for
TAB-ACC-02 | 25 | HVAC Unit Maintenance Task- Industrial Millwright- 6 Months- D & P Bldg | Air Handling Unit, Roof, Grit Bldg., P Bldg. | TAB-ACC-AHU-6410 | 1000000 | TAB-ACC-AHU-6410 | HVAC Unit Maintenance Task 6 Months P Bldg for
TAB-ACC-02 | 25 | HVAC Unit Maintenance Task- Industrial Millwright- 6 Months- D & P Bldg | Air Handling Unit, Roof, Grit Bldg., P Bldg. | TAB-ACC-AHU-6410 | 4000000 | TAB-ACC-V-6428 | HVAC Unit Maintenance Task 6 Months P Bldg for
TAB-ACC-02 | 25 | HVAC Unit Maintenance Task- Industrial Millwright- 6 Months- D & P Bldg | Air Handling Unit, Roof, Grit Bldg., P Bldg. | TAB-ACC-AHU-6410 | 5000000 | TAB-ACC-FN-6412 | HVAC Unit Maintenance Task 6 Months P Bldg for
TAB-ACC-02 | 25 | HVAC Unit Maintenance Task- Industrial Millwright- 6 Months- D & P Bldg | Air Handling Unit, Roof, Grit Bldg., P Bldg. | TAB-ACC-AHU-6410 | 8000000 | TAB-ACC-DM-6414 | HVAC Unit Maintenance Task 6 Months P Bldg for
TAB-ACC-02 | 25 | HVAC Unit Maintenance Task- Industrial Millwright- 6 Months- D & P Bldg | Air Handling Unit, Roof, Grit Bldg., P Bldg. | TAB-ACC-AHU-6410 | 2000000 | TAB-ACC-FN-6411 | HVAC Unit Maintenance Task 6 Months P Bldg for
TAB-ACC-02 | 25 | HVAC Unit Maintenance Task- Industrial Millwright- 6 Months- D & P Bldg | Air Handling Unit, Roof, Grit Bldg., P Bldg. | TAB-ACC-AHU-6410 | 3000000 | TAB-ACC-DM-6411 | HVAC Unit Maintenance Task 6 Months P Bldg for
TAB-ACC-02 | 25 | HVAC Unit Maintenance Task- Industrial Millwright- 6 Months- D & P Bldg | Air Handling Unit, Roof, Grit Bldg., P Bldg. | TAB-ACC-AHU-6410 | 6000000 | TAB-ACC-DM-6412 | HVAC Unit Maintenance Task 6 Months P Bldg for
TAB-ACC-02 | 25 | HVAC Unit Maintenance Task- Industrial Millwright- 6 Months- D & P Bldg | Air Handling Unit, Roof, Grit Bldg., P Bldg. | TAB-ACC-AHU-6410 | 7000000 | TAB-ACC-DM-6413 | HVAC Unit Maintenance Task 6 Months P Bldg for
TAB-ACC-02 | 25 | HVAC Unit Maintenance Task- Industrial Millwright- 6 Months- D & P Bldg | Air Handling Unit, Roof, Grit Bldg., P Bldg. | TAB-ACC-AHU-6410 | 9000000 | TAB-ACC-V-6429 | HVAC Unit Maintenance Task 6 Months P Bldg for
TAB-ACC-02 | 25 | HVAC Unit Maintenance Task- Industrial Millwright- 6 Months- D & P Bldg | Air Handling Unit, Roof, Grit Bldg., P Bldg. | TAB-ACC-AHU-6420 | 2000000 | TAB-ACC-FN-6421 | HVAC Unit Maintenance Task 6 Months P Bldg for
TAB-ACC-02 | 25 | HVAC Unit Maintenance Task- Industrial Millwright- 6 Months- D & P Bldg | Air Handling Unit, Roof, Grit Bldg., P Bldg. | TAB-ACC-AHU-6420 | 3000000 | TAB-ACC-DM-6421 | HVAC Unit Maintenance Task 6 Months P Bldg for
TAB-ACC-02 | 25 | HVAC Unit Maintenance Task- Industrial Millwright- 6 Months- D & P Bldg | Air Handling Unit, Roof, Grit Bldg., P Bldg. | TAB-ACC-AHU-6420 | 4000000 | TAB-ACC-V-6430 | HVAC Unit Maintenance Task 6 Months P Bldg for
TAB-ACC-02 | 25 | HVAC Unit Maintenance Task- Industrial Millwright- 6 Months- D & P Bldg | Air Handling Unit, Roof, Grit Bldg., P Bldg. | TAB-ACC-AHU-6420 | 7000000 | TAB-ACC-DM-6423 | HVAC Unit Maintenance Task 6 Months P Bldg for
TAB-ACC-02 | 25 | HVAC Unit Maintenance Task- Industrial Millwright- 6 Months- D & P Bldg | Air Handling Unit, Roof, Grit Bldg., P Bldg. | TAB-ACC-AHU-6420 | 8000000 | TAB-ACC-DM-6424 | HVAC Unit Maintenance Task 6 Months P Bldg for
TAB-ACC-02 | 25 | HVAC Unit Maintenance Task- Industrial Millwright- 6 Months- D & P Bldg | Air Handling Unit, Roof, Grit Bldg., P Bldg. | TAB-ACC-AHU-6420 | 10000000 | TAB-ACC-DM-6426 | HVAC Unit Maintenance Task 6 Months P Bldg for
TAB-ACC-02 | 25 | HVAC Unit Maintenance Task- Industrial Millwright- 6 Months- D & P Bldg | Air Handling Unit, Roof, Grit Bldg., P Bldg. | TAB-ACC-AHU-6420 | 11000000 | TAB-ACC-DM-6427 | HVAC Unit Maintenance Task 6 Months P Bldg for
TAB-ACC-02 | 25 | HVAC Unit Maintenance Task- Industrial Millwright- 6 Months- D & P Bldg | Air Handling Unit, Roof, Grit Bldg., P Bldg. | TAB-ACC-AHU-6420 | 1000000 | TAB-ACC-AHU-6420 | HVAC Unit Maintenance Task 6 Months P Bldg for
TAB-ACC-02 | 25 | HVAC Unit Maintenance Task- Industrial Millwright- 6 Months- D & P Bldg | Air Handling Unit, Roof, Grit Bldg., P Bldg. | TAB-ACC-AHU-6420 | 5000000 | TAB-ACC-FN-6422 | HVAC Unit Maintenance Task 6 Months P Bldg for
TAB-ACC-02 | 25 | HVAC Unit Maintenance Task- Industrial Millwright- 6 Months- D & P Bldg | Air Handling Unit, Roof, Grit Bldg., P Bldg. | TAB-ACC-AHU-6420 | 6000000 | TAB-ACC-DM-6422 | HVAC Unit Maintenance Task 6 Months P Bldg for
TAB-ACC-02 | 25 | HVAC Unit Maintenance Task- Industrial Millwright- 6 Months- D & P Bldg | Air Handling Unit, Roof, Grit Bldg., P Bldg. | TAB-ACC-AHU-6420 | 9000000 | TAB-ACC-V-6431 | HVAC Unit Maintenance Task 6 Months P Bldg for
TAB-ACC-02 | 25 | HVAC Unit Maintenance Task- Industrial Millwright- 6 Months- D & P Bldg | Air Handling Unit, Roof, Grit Bldg., P Bldg. | TAB-ACC-AHU-6430 | 2000000 | TAB-ACC-FN-6431 | HVAC Unit Maintenance Task 6 Months P Bldg for
TAB-ACC-02 | 25 | HVAC Unit Maintenance Task- Industrial Millwright- 6 Months- D & P Bldg | Air Handling Unit, Roof, Grit Bldg., P Bldg. | TAB-ACC-AHU-6430 | 3000000 | TAB-ACC-DM-6431 | HVAC Unit Maintenance Task 6 Months P Bldg for
TAB-ACC-02 | 25 | HVAC Unit Maintenance Task- Industrial Millwright- 6 Months- D & P Bldg | Air Handling Unit, Roof, Grit Bldg., P Bldg. | TAB-ACC-AHU-6430 | 7000000 | TAB-ACC-DM-6433 | HVAC Unit Maintenance Task 6 Months P Bldg for
TAB-ACC-02 | 25 | HVAC Unit Maintenance Task- Industrial Millwright- 6 Months- D & P Bldg | Air Handling Unit, Roof, Grit Bldg., P Bldg. | TAB-ACC-AHU-6430 | 1000000 | TAB-ACC-AHU-6430 | HVAC Unit Maintenance Task 6 Months P Bldg for
TAB-ACC-02 | 25 | HVAC Unit Maintenance Task- Industrial Millwright- 6 Months- D & P Bldg | Air Handling Unit, Roof, Grit Bldg., P Bldg. | TAB-ACC-AHU-6430 | 4000000 | TAB-ACC-V-6432 | HVAC Unit Maintenance Task 6 Months P Bldg for
TAB-ACC-02 | 25 | HVAC Unit Maintenance Task- Industrial Millwright- 6 Months- D & P Bldg | Air Handling Unit, Roof, Grit Bldg., P Bldg. | TAB-ACC-AHU-6430 | 5000000 | TAB-ACC-FN-6432 | HVAC Unit Maintenance Task 6 Months P Bldg for
TAB-ACC-02 | 25 | HVAC Unit Maintenance Task- Industrial Millwright- 6 Months- D & P Bldg | Air Handling Unit, Roof, Grit Bldg., P Bldg. | TAB-ACC-AHU-6430 | 6000000 | TAB-ACC-DM-6432 | HVAC Unit Maintenance Task 6 Months P Bldg for
TAB-ACC-02 | 25 | HVAC Unit Maintenance Task- Industrial Millwright- 6 Months- D & P Bldg | Air Handling Unit, Primary Tank Operating Gallery, Ground, East Side | TAB-ACC-AHU-6450 | 2000000 | TAB-ACC-FN-6451 | HVAC Unit Maintenance Task 6 Months P Bldg for
TAB-ACC-02 | 25 | HVAC Unit Maintenance Task- Industrial Millwright- 6 Months- D & P Bldg | Air Handling Unit, Primary Tank Operating Gallery, Ground, East Side | TAB-ACC-AHU-6450 | 3000000 | TAB-ACC-DM-6451 | HVAC Unit Maintenance Task 6 Months P Bldg for
TAB-ACC-02 | 25 | HVAC Unit Maintenance Task- Industrial Millwright- 6 Months- D & P Bldg | Air Handling Unit, Primary Tank Operating Gallery, Ground, East Side | TAB-ACC-AHU-6450 | 4000000 | TAB-ACC-FN-6452 | HVAC Unit Maintenance Task 6 Months P Bldg for
TAB-ACC-02 | 25 | HVAC Unit Maintenance Task- Industrial Millwright- 6 Months- D & P Bldg | Air Handling Unit, Primary Tank Operating Gallery, Ground, East Side | TAB-ACC-AHU-6450 | 7000000 | TAB-ACC-DM-6454 | HVAC Unit Maintenance Task 6 Months P Bldg for
TAB-ACC-02 | 25 | HVAC Unit Maintenance Task- Industrial Millwright- 6 Months- D & P Bldg | Air Handling Unit, Primary Tank Operating Gallery, Ground, East Side | TAB-ACC-AHU-6450 | 9000000 | TAB-ACC-DM-6456 | HVAC Unit Maintenance Task 6 Months P Bldg for
TAB-ACC-02 | 25 | HVAC Unit Maintenance Task- Industrial Millwright- 6 Months- D & P Bldg | Air Handling Unit, Primary Tank Operating Gallery, Ground, East Side | TAB-ACC-AHU-6450 | 1000000 | TAB-ACC-AHU-6450 | HVAC Unit Maintenance Task 6 Months P Bldg for
TAB-ACC-02 | 25 | HVAC Unit Maintenance Task- Industrial Millwright- 6 Months- D & P Bldg | Air Handling Unit, Primary Tank Operating Gallery, Ground, East Side | TAB-ACC-AHU-6450 | 11000000 | TAB-ACC-FN-6453 | HVAC Unit Maintenance Task 6 Months P Bldg for
TAB-ACC-02 | 25 | HVAC Unit Maintenance Task- Industrial Millwright- 6 Months- D & P Bldg | Air Handling Unit, Primary Tank Operating Gallery, Ground, East Side | TAB-ACC-AHU-6450 | 5000000 | TAB-ACC-DM-6452 | HVAC Unit Maintenance Task 6 Months P Bldg for
TAB-ACC-02 | 25 | HVAC Unit Maintenance Task- Industrial Millwright- 6 Months- D & P Bldg | Air Handling Unit, Primary Tank Operating Gallery, Ground, East Side | TAB-ACC-AHU-6450 | 6000000 | TAB-ACC-DM-6453 | HVAC Unit Maintenance Task 6 Months P Bldg for
TAB-ACC-02 | 25 | HVAC Unit Maintenance Task- Industrial Millwright- 6 Months- D & P Bldg | Air Handling Unit, Primary Tank Operating Gallery, Ground, East Side | TAB-ACC-AHU-6450 | 8000000 | TAB-ACC-V-6451 | HVAC Unit Maintenance Task 6 Months P Bldg for
TAB-ACC-02 | 25 | HVAC Unit Maintenance Task- Industrial Millwright- 6 Months- D & P Bldg | Air Handling Unit, Primary Tank Operating Gallery, Ground, East Side | TAB-ACC-AHU-6450 | 10000000 | TAB-ACC-DM-6455 | HVAC Unit Maintenance Task 6 Months P Bldg for
TAB-ACC-02 | 25 | HVAC Unit Maintenance Task- Industrial Millwright- 6 Months- D & P Bldg | Air Handling Unit, Existing Primary Tank Operating Gallery, Ground, West Side | TAB-ACC-AHU-6460 | 1000000 | TAB-ACC-AHU-6460 | HVAC Unit Maintenance Task 6 Months P Bldg for
TAB-ACC-02 | 25 | HVAC Unit Maintenance Task- Industrial Millwright- 6 Months- D & P Bldg | Air Handling Unit, Existing Primary Tank Operating Gallery, Ground, West Side | TAB-ACC-AHU-6460 | 2000000 | TAB-ACC-FN-6461 | HVAC Unit Maintenance Task 6 Months P Bldg for
TAB-ACC-02 | 25 | HVAC Unit Maintenance Task- Industrial Millwright- 6 Months- D & P Bldg | Air Handling Unit, Existing Primary Tank Operating Gallery, Ground, West Side | TAB-ACC-AHU-6460 | 3000000 | TAB-ACC-DM-6461 | HVAC Unit Maintenance Task 6 Months P Bldg for
TAB-ACC-02 | 25 | HVAC Unit Maintenance Task- Industrial Millwright- 6 Months- D & P Bldg | Air Handling Unit, Existing Primary Tank Operating Gallery, Ground, West Side | TAB-ACC-AHU-6460 | 4000000 | TAB-ACC-FN-6462 | HVAC Unit Maintenance Task 6 Months P Bldg for
TAB-ACC-02 | 25 | HVAC Unit Maintenance Task- Industrial Millwright- 6 Months- D & P Bldg | Air Handling Unit, Existing Primary Tank Operating Gallery, Ground, West Side | TAB-ACC-AHU-6460 | 5000000 | TAB-ACC-DM-6462 | HVAC Unit Maintenance Task 6 Months P Bldg for
TAB-ACC-02 | 25 | HVAC Unit Maintenance Task- Industrial Millwright- 6 Months- D & P Bldg | Air Handling Unit, Existing Primary Tank Operating Gallery, Ground, West Side | TAB-ACC-AHU-6460 | 7000000 | TAB-ACC-DM-6464 | HVAC Unit Maintenance Task 6 Months P Bldg for
TAB-ACC-02 | 25 | HVAC Unit Maintenance Task- Industrial Millwright- 6 Months- D & P Bldg | Air Handling Unit, Existing Primary Tank Operating Gallery, Ground, West Side | TAB-ACC-AHU-6460 | 6000000 | TAB-ACC-DM-6463 | HVAC Unit Maintenance Task 6 Months P Bldg for
TAB-ACC-02 | 25 | HVAC Unit Maintenance Task- Industrial Millwright- 6 Months- D & P Bldg | Air Handling Unit, Existing Primary Tank Operating Gallery, Ground, West Side | TAB-ACC-AHU-6460 | 8000000 | TAB-ACC-V-6461 | HVAC Unit Maintenance Task 6 Months P Bldg for
TAB-ACC-02 | 25 | HVAC Unit Maintenance Task- Industrial Millwright- 6 Months- D & P Bldg | Air Handling Unit, Existing Primary Tank Operating Gallery, Ground, West Side | TAB-ACC-AHU-6460 | 10000000 | TAB-ACC-DM-6465 | HVAC Unit Maintenance Task 6 Months P Bldg for
TAB-ACC-02 | 25 | HVAC Unit Maintenance Task- Industrial Millwright- 6 Months- D & P Bldg | Air Handling Unit, Existing Primary Tank Operating Gallery, Ground, West Side | TAB-ACC-AHU-6460 | 9000000 | TAB-ACC-DM-6466 | HVAC Unit Maintenance Task 6 Months P Bldg for
TAB-ACC-02 | 25 | HVAC Unit Maintenance Task- Industrial Millwright- 6 Months- D & P Bldg | Air Handling Unit, Existing Primary Tank Operating Gallery, Ground, West Side | TAB-ACC-AHU-6460 | 11000000 | TAB-ACC-FN-6463 | HVAC Unit Maintenance Task 6 Months P Bldg for
TAB-ACC-02 | 25 | HVAC Unit Maintenance Task- Industrial Millwright- 6 Months- D & P Bldg | Air Handling Unit, Mechanical Room no.6, Grit Bldg., P Bldg. | TAB-ACC-AHU-6470 | 1000000 | TAB-ACC-AHU-6470 | HVAC Unit Maintenance Task 6 Months P Bldg for
TAB-ACC-02 | 25 | HVAC Unit Maintenance Task- Industrial Millwright- 6 Months- D & P Bldg | Air Handling Unit, Mechanical Room no.6, Grit Bldg., P Bldg. | TAB-ACC-AHU-6470 | 6000000 | TAB-ACC-DM-6473 | HVAC Unit Maintenance Task 6 Months P Bldg for
TAB-ACC-02 | 25 | HVAC Unit Maintenance Task- Industrial Millwright- 6 Months- D & P Bldg | Air Handling Unit, Mechanical Room no.6, Grit Bldg., P Bldg. | TAB-ACC-AHU-6470 | 2000000 | TAB-ACC-FN-6471 | HVAC Unit Maintenance Task 6 Months P Bldg for
TAB-ACC-02 | 25 | HVAC Unit Maintenance Task- Industrial Millwright- 6 Months- D & P Bldg | Air Handling Unit, Mechanical Room no.6, Grit Bldg., P Bldg. | TAB-ACC-AHU-6470 | 7000000 | TAB-ACC-DM-6474 | HVAC Unit Maintenance Task 6 Months P Bldg for
TAB-ACC-02 | 25 | HVAC Unit Maintenance Task- Industrial Millwright- 6 Months- D & P Bldg | Air Handling Unit, Mechanical Room no.6, Grit Bldg., P Bldg. | TAB-ACC-AHU-6470 | 3000000 | TAB-ACC-DM-6471 | HVAC Unit Maintenance Task 6 Months P Bldg for
TAB-ACC-02 | 25 | HVAC Unit Maintenance Task- Industrial Millwright- 6 Months- D & P Bldg | Air Handling Unit, Mechanical Room no.6, Grit Bldg., P Bldg. | TAB-ACC-AHU-6470 | 4000000 | TAB-ACC-FN-6472 | HVAC Unit Maintenance Task 6 Months P Bldg for
TAB-ACC-02 | 25 | HVAC Unit Maintenance Task- Industrial Millwright- 6 Months- D & P Bldg | Air Handling Unit, Mechanical Room no.6, Grit Bldg., P Bldg. | TAB-ACC-AHU-6470 | 5000000 | TAB-ACC-DM-6472 | HVAC Unit Maintenance Task 6 Months P Bldg for
TAB-ACC-02 | 25 | HVAC Unit Maintenance Task- Industrial Millwright- 6 Months- D & P Bldg | Air Handling Unit, Mechanical Room no.6, Grit Bldg., P Bldg. | TAB-ACC-AHU-6470 | 8000000 | TAB-ACC-V-6471 | HVAC Unit Maintenance Task 6 Months P Bldg for
TAB-ACC-02 | 25 | HVAC Unit Maintenance Task- Industrial Millwright- 6 Months- D & P Bldg | Air Handling Unit, Mechanical Room no.6, Grit Bldg., P Bldg. | TAB-ACC-AHU-6470 | 9000000 | TAB-ACC-DM-6475 | HVAC Unit Maintenance Task 6 Months P Bldg for
TAB-ACC-02 | 25 | HVAC Unit Maintenance Task- Industrial Millwright- 6 Months- D & P Bldg | Air Handling Unit, Mechanical Room no.1, Screen Bldg., P Bldg. | TAB-ACC-AHU-6510 | 1000000 | TAB-ACC-AHU-6510 | HVAC Unit Maintenance Task 6 Months P Bldg for
TAB-ACC-02 | 25 | HVAC Unit Maintenance Task- Industrial Millwright- 6 Months- D & P Bldg | Air Handling Unit, Mechanical Room no.1, Screen Bldg., P Bldg. | TAB-ACC-AHU-6510 | 3000000 | TAB-ACC-DM-6511 | HVAC Unit Maintenance Task 6 Months P Bldg for
TAB-ACC-02 | 25 | HVAC Unit Maintenance Task- Industrial Millwright- 6 Months- D & P Bldg | Air Handling Unit, Mechanical Room no.1, Screen Bldg., P Bldg. | TAB-ACC-AHU-6510 | 5000000 | TAB-ACC-FN-6512 | HVAC Unit Maintenance Task 6 Months P Bldg for
TAB-ACC-02 | 25 | HVAC Unit Maintenance Task- Industrial Millwright- 6 Months- D & P Bldg | Air Handling Unit, Mechanical Room no.1, Screen Bldg., P Bldg. | TAB-ACC-AHU-6510 | 6000000 | TAB-ACC-DM-6512 | HVAC Unit Maintenance Task 6 Months P Bldg for
TAB-ACC-02 | 25 | HVAC Unit Maintenance Task- Industrial Millwright- 6 Months- D & P Bldg | Air Handling Unit, Mechanical Room no.1, Screen Bldg., P Bldg. | TAB-ACC-AHU-6510 | 7000000 | TAB-ACC-DM-6513 | HVAC Unit Maintenance Task 6 Months P Bldg for
TAB-ACC-02 | 25 | HVAC Unit Maintenance Task- Industrial Millwright- 6 Months- D & P Bldg | Air Handling Unit, Mechanical Room no.1, Screen Bldg., P Bldg. | TAB-ACC-AHU-6510 | 2000000 | TAB-ACC-FN-6511 | HVAC Unit Maintenance Task 6 Months P Bldg for
TAB-ACC-02 | 25 | HVAC Unit Maintenance Task- Industrial Millwright- 6 Months- D & P Bldg | Air Handling Unit, Mechanical Room no.1, Screen Bldg., P Bldg. | TAB-ACC-AHU-6510 | 9000000 | TAB-ACC-V-6512 | HVAC Unit Maintenance Task 6 Months P Bldg for
TAB-ACC-02 | 25 | HVAC Unit Maintenance Task- Industrial Millwright- 6 Months- D & P Bldg | Air Handling Unit, Mechanical Room no.1, Screen Bldg., P Bldg. | TAB-ACC-AHU-6510 | 4000000 | TAB-ACC-V-6511 | HVAC Unit Maintenance Task 6 Months P Bldg for
TAB-ACC-02 | 25 | HVAC Unit Maintenance Task- Industrial Millwright- 6 Months- D & P Bldg | Air Handling Unit, Mechanical Room no.1, Screen Bldg., P Bldg. | TAB-ACC-AHU-6510 | 10000000 | TAB-ACC-DM-6515 | HVAC Unit Maintenance Task 6 Months P Bldg for
TAB-ACC-02 | 25 | HVAC Unit Maintenance Task- Industrial Millwright- 6 Months- D & P Bldg | Air Handling Unit, Mechanical Room no.1, Screen Bldg., P Bldg. | TAB-ACC-AHU-6510 | 8000000 | TAB-ACC-DM-6514 | HVAC Unit Maintenance Task 6 Months P Bldg for
TAB-ACC-02 | 25 | HVAC Unit Maintenance Task- Industrial Millwright- 6 Months- D & P Bldg | Air Handling Unit, Mechanical Room no.1, Screen Bldg., P Bldg. | TAB-ACC-AHU-6510 | 11000000 | TAB-ACC-DM-6516 | HVAC Unit Maintenance Task 6 Months P Bldg for
TAB-ACC-02 | 25 | HVAC Unit Maintenance Task- Industrial Millwright- 6 Months- D & P Bldg | Air Handling Unit, Mechanical Room no.1, Screen Bldg., P Bldg. | TAB-ACC-AHU-6510 | 12000000 | TAB-ACC-DM-6517 | HVAC Unit Maintenance Task 6 Months P Bldg for
TAB-ACC-02 | 25 | HVAC Unit Maintenance Task- Industrial Millwright- 6 Months- D & P Bldg | Air Handling Unit, Mechanical Room no.2, Screen Bldg., P Bldg. | TAB-ACC-AHU-6520 | 4000000 | TAB-ACC-V-6520 | HVAC Unit Maintenance Task 6 Months P Bldg for
TAB-ACC-02 | 25 | HVAC Unit Maintenance Task- Industrial Millwright- 6 Months- D & P Bldg | Air Handling Unit, Mechanical Room no.2, Screen Bldg., P Bldg. | TAB-ACC-AHU-6520 | 6000000 | TAB-ACC-DM-6524 | HVAC Unit Maintenance Task 6 Months P Bldg for
TAB-ACC-02 | 25 | HVAC Unit Maintenance Task- Industrial Millwright- 6 Months- D & P Bldg | Air Handling Unit, Mechanical Room no.2, Screen Bldg., P Bldg. | TAB-ACC-AHU-6520 | 1000000 | TAB-ACC-AHU-6520 | HVAC Unit Maintenance Task 6 Months P Bldg for
TAB-ACC-02 | 25 | HVAC Unit Maintenance Task- Industrial Millwright- 6 Months- D & P Bldg | Air Handling Unit, Mechanical Room no.2, Screen Bldg., P Bldg. | TAB-ACC-AHU-6520 | 7000000 | TAB-ACC-DM-6525 | HVAC Unit Maintenance Task 6 Months P Bldg for
TAB-ACC-02 | 25 | HVAC Unit Maintenance Task- Industrial Millwright- 6 Months- D & P Bldg | Air Handling Unit, Mechanical Room no.2, Screen Bldg., P Bldg. | TAB-ACC-AHU-6520 | 2000000 | TAB-ACC-FN-6521 | HVAC Unit Maintenance Task 6 Months P Bldg for
TAB-ACC-02 | 25 | HVAC Unit Maintenance Task- Industrial Millwright- 6 Months- D & P Bldg | Air Handling Unit, Mechanical Room no.2, Screen Bldg., P Bldg. | TAB-ACC-AHU-6520 | 8000000 | TAB-ACC-DM-6526 | HVAC Unit Maintenance Task 6 Months P Bldg for
TAB-ACC-02 | 25 | HVAC Unit Maintenance Task- Industrial Millwright- 6 Months- D & P Bldg | Air Handling Unit, Mechanical Room no.2, Screen Bldg., P Bldg. | TAB-ACC-AHU-6520 | 3000000 | TAB-ACC-DM-6521 | HVAC Unit Maintenance Task 6 Months P Bldg for
TAB-ACC-02 | 25 | HVAC Unit Maintenance Task- Industrial Millwright- 6 Months- D & P Bldg | Air Handling Unit, Mechanical Room no.2, Screen Bldg., P Bldg. | TAB-ACC-AHU-6520 | 10000000 | TAB-ACC-DM-6522 | HVAC Unit Maintenance Task 6 Months P Bldg for
TAB-ACC-02 | 25 | HVAC Unit Maintenance Task- Industrial Millwright- 6 Months- D & P Bldg | Air Handling Unit, Mechanical Room no.2, Screen Bldg., P Bldg. | TAB-ACC-AHU-6520 | 5000000 | TAB-ACC-FN-6522 | HVAC Unit Maintenance Task 6 Months P Bldg for
TAB-ACC-02 | 25 | HVAC Unit Maintenance Task- Industrial Millwright- 6 Months- D & P Bldg | Air Handling Unit, Mechanical Room no.2, Screen Bldg., P Bldg. | TAB-ACC-AHU-6520 | 11000000 | TAB-ACC-DM-6523 | HVAC Unit Maintenance Task 6 Months P Bldg for
TAB-ACC-02 | 25 | HVAC Unit Maintenance Task- Industrial Millwright- 6 Months- D & P Bldg | Air Handling Unit, Mechanical Room no.2, Screen Bldg., P Bldg. | TAB-ACC-AHU-6520 | 9000000 | TAB-ACC-DM-6527 | HVAC Unit Maintenance Task 6 Months P Bldg for
TAB-ACC-02 | 25 | HVAC Unit Maintenance Task- Industrial Millwright- 6 Months- D & P Bldg | Air Handling Unit, Mechanical Room no.3, Screen Bldg., P Bldg. | TAB-ACC-AHU-6530 | 1000000 | TAB-ACC-AHU-6530 | HVAC Unit Maintenance Task 6 Months P Bldg for
TAB-ACC-02 | 25 | HVAC Unit Maintenance Task- Industrial Millwright- 6 Months- D & P Bldg | Air Handling Unit, Mechanical Room no.3, Screen Bldg., P Bldg. | TAB-ACC-AHU-6530 | 2000000 | TAB-ACC-FN-6531 | HVAC Unit Maintenance Task 6 Months P Bldg for
TAB-ACC-02 | 25 | HVAC Unit Maintenance Task- Industrial Millwright- 6 Months- D & P Bldg | Air Handling Unit, Mechanical Room no.3, Screen Bldg., P Bldg. | TAB-ACC-AHU-6530 | 5000000 | TAB-ACC-DM-6536 | HVAC Unit Maintenance Task 6 Months P Bldg for
TAB-ACC-02 | 25 | HVAC Unit Maintenance Task- Industrial Millwright- 6 Months- D & P Bldg | Air Handling Unit, Mechanical Room no.3, Screen Bldg., P Bldg. | TAB-ACC-AHU-6530 | 3000000 | TAB-ACC-DM-6531 | HVAC Unit Maintenance Task 6 Months P Bldg for
TAB-ACC-02 | 25 | HVAC Unit Maintenance Task- Industrial Millwright- 6 Months- D & P Bldg | Air Handling Unit, Mechanical Room no.3, Screen Bldg., P Bldg. | TAB-ACC-AHU-6530 | 6000000 | TAB-ACC-DM-6537 | HVAC Unit Maintenance Task 6 Months P Bldg for
TAB-ACC-02 | 25 | HVAC Unit Maintenance Task- Industrial Millwright- 6 Months- D & P Bldg | Air Handling Unit, Mechanical Room no.3, Screen Bldg., P Bldg. | TAB-ACC-AHU-6530 | 4000000 | TAB-ACC-V-6531 | HVAC Unit Maintenance Task 6 Months P Bldg for
TAB-ACC-02 | 25 | HVAC Unit Maintenance Task- Industrial Millwright- 6 Months- D & P Bldg | Air Handling Unit, Mechanical Room no.3, Screen Bldg., P Bldg. | TAB-ACC-AHU-6530 | 10000000 | TAB-ACC-DM-6535 | HVAC Unit Maintenance Task 6 Months P Bldg for
TAB-ACC-02 | 25 | HVAC Unit Maintenance Task- Industrial Millwright- 6 Months- D & P Bldg | Air Handling Unit, Mechanical Room no.3, Screen Bldg., P Bldg. | TAB-ACC-AHU-6530 | 7000000 | TAB-ACC-DM-6538 | HVAC Unit Maintenance Task 6 Months P Bldg for
TAB-ACC-02 | 25 | HVAC Unit Maintenance Task- Industrial Millwright- 6 Months- D & P Bldg | Air Handling Unit, Mechanical Room no.3, Screen Bldg., P Bldg. | TAB-ACC-AHU-6530 | 12000000 | TAB-ACC-DM-6546 | HVAC Unit Maintenance Task 6 Months P Bldg for
TAB-ACC-02 | 25 | HVAC Unit Maintenance Task- Industrial Millwright- 6 Months- D & P Bldg | Air Handling Unit, Mechanical Room no.3, Screen Bldg., P Bldg. | TAB-ACC-AHU-6530 | 8000000 | TAB-ACC-DM-6539 | HVAC Unit Maintenance Task 6 Months P Bldg for
TAB-ACC-02 | 25 | HVAC Unit Maintenance Task- Industrial Millwright- 6 Months- D & P Bldg | Air Handling Unit, Mechanical Room no.3, Screen Bldg., P Bldg. | TAB-ACC-AHU-6530 | 14000000 | TAB-ACC-DM-6548 | HVAC Unit Maintenance Task 6 Months P Bldg for
TAB-ACC-02 | 25 | HVAC Unit Maintenance Task- Industrial Millwright- 6 Months- D & P Bldg | Air Handling Unit, Mechanical Room no.3, Screen Bldg., P Bldg. | TAB-ACC-AHU-6530 | 9000000 | TAB-ACC-DM-6532 | HVAC Unit Maintenance Task 6 Months P Bldg for
TAB-ACC-02 | 25 | HVAC Unit Maintenance Task- Industrial Millwright- 6 Months- D & P Bldg | Air Handling Unit, Mechanical Room no.3, Screen Bldg., P Bldg. | TAB-ACC-AHU-6530 | 16000000 | TAB-ACC-DM-6555 | HVAC Unit Maintenance Task 6 Months P Bldg for
TAB-ACC-02 | 25 | HVAC Unit Maintenance Task- Industrial Millwright- 6 Months- D & P Bldg | Air Handling Unit, Mechanical Room no.3, Screen Bldg., P Bldg. | TAB-ACC-AHU-6530 | 11000000 | TAB-ACC-DM-6545 | HVAC Unit Maintenance Task 6 Months P Bldg for
TAB-ACC-02 | 25 | HVAC Unit Maintenance Task- Industrial Millwright- 6 Months- D & P Bldg | Air Handling Unit, Mechanical Room no.3, Screen Bldg., P Bldg. | TAB-ACC-AHU-6530 | 13000000 | TAB-ACC-DM-6547 | HVAC Unit Maintenance Task 6 Months P Bldg for
TAB-ACC-02 | 25 | HVAC Unit Maintenance Task- Industrial Millwright- 6 Months- D & P Bldg | Air Handling Unit, Mechanical Room no.3, Screen Bldg., P Bldg. | TAB-ACC-AHU-6530 | 15000000 | TAB-ACC-DM-6549 | HVAC Unit Maintenance Task 6 Months P Bldg for
TAB-ACC-02 | 25 | HVAC Unit Maintenance Task- Industrial Millwright- 6 Months- D & P Bldg | Air Handling Unit, Mechanical Room no.3, Screen Bldg., P Bldg. | TAB-ACC-AHU-6530 | 17000000 | TAB-ACC-DM-6558 | HVAC Unit Maintenance Task 6 Months P Bldg for
TAB-ACC-02 | 25 | HVAC Unit Maintenance Task- Industrial Millwright- 6 Months- D & P Bldg | Air Handling Unit, Mechanical Room no.3, Screen Bldg., P Bldg. | TAB-ACC-AHU-6530 | 18000000 | TAB-ACC-V-6532 | HVAC Unit Maintenance Task 6 Months P Bldg for
TAB-ACC-02 | 25 | HVAC Unit Maintenance Task- Industrial Millwright- 6 Months- D & P Bldg | Air Handling Unit, Mechanical Room no.3, Screen Bldg., P Bldg. | TAB-ACC-AHU-6540 | 2000000 | TAB-ACC-FN-6541 | HVAC Unit Maintenance Task 6 Months P Bldg for
TAB-ACC-02 | 25 | HVAC Unit Maintenance Task- Industrial Millwright- 6 Months- D & P Bldg | Air Handling Unit, Mechanical Room no.3, Screen Bldg., P Bldg. | TAB-ACC-AHU-6540 | 1000000 | TAB-ACC-AHU-6540 | HVAC Unit Maintenance Task 6 Months P Bldg for
TAB-ACC-02 | 25 | HVAC Unit Maintenance Task- Industrial Millwright- 6 Months- D & P Bldg | Air Handling Unit, Mechanical Room no.3, Screen Bldg., P Bldg. | TAB-ACC-AHU-6540 | 3000000 | TAB-ACC-DM-6541 | HVAC Unit Maintenance Task 6 Months P Bldg for
TAB-ACC-02 | 25 | HVAC Unit Maintenance Task- Industrial Millwright- 6 Months- D & P Bldg | Air Handling Unit, Mechanical Room no.3, Screen Bldg., P Bldg. | TAB-ACC-AHU-6540 | 4000000 | TAB-ACC-V-6541 | HVAC Unit Maintenance Task 6 Months P Bldg for
TAB-ACC-02 | 25 | HVAC Unit Maintenance Task- Industrial Millwright- 6 Months- D & P Bldg | Air Handling Unit, Mechanical Room no.3, Screen Bldg., P Bldg. | TAB-ACC-AHU-6540 | 5000000 | TAB-ACC-DM-6542 | HVAC Unit Maintenance Task 6 Months P Bldg for
TAB-ACC-02 | 25 | HVAC Unit Maintenance Task- Industrial Millwright- 6 Months- D & P Bldg | Air Handling Unit, Mechanical Room no.3, Screen Bldg., P Bldg. | TAB-ACC-AHU-6540 | 6000000 | TAB-ACC-V-6542 | HVAC Unit Maintenance Task 6 Months P Bldg for
TAB-ACC-02 | 25 | HVAC Unit Maintenance Task- Industrial Millwright- 6 Months- D & P Bldg | Air Handling Unit, Mechanical Room no.3, Screen Bldg., P Bldg. | TAB-ACC-AHU-6550 | 1000000 | TAB-ACC-AHU-6550 | HVAC Unit Maintenance Task 6 Months P Bldg for
TAB-ACC-02 | 25 | HVAC Unit Maintenance Task- Industrial Millwright- 6 Months- D & P Bldg | Air Handling Unit, Mechanical Room no.3, Screen Bldg., P Bldg. | TAB-ACC-AHU-6550 | 4000000 | TAB-ACC-V-6551 | HVAC Unit Maintenance Task 6 Months P Bldg for
TAB-ACC-02 | 25 | HVAC Unit Maintenance Task- Industrial Millwright- 6 Months- D & P Bldg | Air Handling Unit, Mechanical Room no.3, Screen Bldg., P Bldg. | TAB-ACC-AHU-6550 | 5000000 | TAB-ACC-DM-6552 | HVAC Unit Maintenance Task 6 Months P Bldg for
TAB-ACC-02 | 25 | HVAC Unit Maintenance Task- Industrial Millwright- 6 Months- D & P Bldg | Air Handling Unit, Mechanical Room no.3, Screen Bldg., P Bldg. | TAB-ACC-AHU-6550 | 6000000 | TAB-ACC-V-6552 | HVAC Unit Maintenance Task 6 Months P Bldg for
TAB-ACC-02 | 25 | HVAC Unit Maintenance Task- Industrial Millwright- 6 Months- D & P Bldg | Air Handling Unit, Mechanical Room no.3, Screen Bldg., P Bldg. | TAB-ACC-AHU-6550 | 7000000 | TAB-ACC-DM-6559 | HVAC Unit Maintenance Task 6 Months P Bldg for
TAB-ACC-02 | 25 | HVAC Unit Maintenance Task- Industrial Millwright- 6 Months- D & P Bldg | Air Handling Unit, Mechanical Room no.3, Screen Bldg., P Bldg. | TAB-ACC-AHU-6550 | 2000000 | TAB-ACC-FN-6551 | HVAC Unit Maintenance Task 6 Months P Bldg for
TAB-ACC-02 | 25 | HVAC Unit Maintenance Task- Industrial Millwright- 6 Months- D & P Bldg | Air Handling Unit, Mechanical Room no.3, Screen Bldg., P Bldg. | TAB-ACC-AHU-6550 | 3000000 | TAB-ACC-DM-6551 | HVAC Unit Maintenance Task 6 Months P Bldg for
TAB-ACC-02 | 25 | HVAC Unit Maintenance Task- Industrial Millwright- 6 Months- D & P Bldg | Air Handling Unit, Mechanical Room no.3, Screen Bldg., P Bldg. | TAB-ACC-AHU-6560 | 3000000 | TAB-ACC-DM-6561 | HVAC Unit Maintenance Task 6 Months P Bldg for
TAB-ACC-02 | 25 | HVAC Unit Maintenance Task- Industrial Millwright- 6 Months- D & P Bldg | Air Handling Unit, Mechanical Room no.3, Screen Bldg., P Bldg. | TAB-ACC-AHU-6560 | 4000000 | TAB-ACC-V-6561 | HVAC Unit Maintenance Task 6 Months P Bldg for
TAB-ACC-02 | 25 | HVAC Unit Maintenance Task- Industrial Millwright- 6 Months- D & P Bldg | Air Handling Unit, Mechanical Room no.3, Screen Bldg., P Bldg. | TAB-ACC-AHU-6560 | 6000000 | TAB-ACC-V-6562 | HVAC Unit Maintenance Task 6 Months P Bldg for
TAB-ACC-02 | 25 | HVAC Unit Maintenance Task- Industrial Millwright- 6 Months- D & P Bldg | Air Handling Unit, Mechanical Room no.3, Screen Bldg., P Bldg. | TAB-ACC-AHU-6560 | 1000000 | TAB-ACC-AHU-6560 | HVAC Unit Maintenance Task 6 Months P Bldg for
TAB-ACC-02 | 25 | HVAC Unit Maintenance Task- Industrial Millwright- 6 Months- D & P Bldg | Air Handling Unit, Mechanical Room no.3, Screen Bldg., P Bldg. | TAB-ACC-AHU-6560 | 2000000 | TAB-ACC-FN-6561 | HVAC Unit Maintenance Task 6 Months P Bldg for
TAB-ACC-02 | 25 | HVAC Unit Maintenance Task- Industrial Millwright- 6 Months- D & P Bldg | Air Handling Unit, Mechanical Room no.3, Screen Bldg., P Bldg. | TAB-ACC-AHU-6560 | 5000000 | TAB-ACC-DM-6562 | HVAC Unit Maintenance Task 6 Months P Bldg for
TAB-ACC-02 | 25 | HVAC Unit Maintenance Task- Industrial Millwright- 6 Months- D & P Bldg | Air Handling Unit, Mechanical Room no.3, Screen Bldg., P Bldg. | TAB-ACC-AHU-6570 | 1000000 | TAB-ACC-AHU-6570 | HVAC Unit Maintenance Task 6 Months P Bldg for
TAB-ACC-02 | 25 | HVAC Unit Maintenance Task- Industrial Millwright- 6 Months- D & P Bldg | Air Handling Unit, Mechanical Room no.3, Screen Bldg., P Bldg. | TAB-ACC-AHU-6570 | 2000000 | TAB-ACC-FN-6571 | HVAC Unit Maintenance Task 6 Months P Bldg for
TAB-ACC-02 | 25 | HVAC Unit Maintenance Task- Industrial Millwright- 6 Months- D & P Bldg | Air Handling Unit, Mechanical Room no.3, Screen Bldg., P Bldg. | TAB-ACC-AHU-6570 | 4000000 | TAB-ACC-V-6571 | HVAC Unit Maintenance Task 6 Months P Bldg for
TAB-ACC-02 | 25 | HVAC Unit Maintenance Task- Industrial Millwright- 6 Months- D & P Bldg | Air Handling Unit, Mechanical Room no.3, Screen Bldg., P Bldg. | TAB-ACC-AHU-6570 | 5000000 | TAB-ACC-DM-6574 | HVAC Unit Maintenance Task 6 Months P Bldg for
TAB-ACC-02 | 25 | HVAC Unit Maintenance Task- Industrial Millwright- 6 Months- D & P Bldg | Air Handling Unit, Mechanical Room no.3, Screen Bldg., P Bldg. | TAB-ACC-AHU-6570 | 6000000 | TAB-ACC-DM-6575 | HVAC Unit Maintenance Task 6 Months P Bldg for
TAB-ACC-02 | 25 | HVAC Unit Maintenance Task- Industrial Millwright- 6 Months- D & P Bldg | Air Handling Unit, Mechanical Room no.3, Screen Bldg., P Bldg. | TAB-ACC-AHU-6570 | 7000000 | TAB-ACC-DM-6576 | HVAC Unit Maintenance Task 6 Months P Bldg for
TAB-ACC-02 | 25 | HVAC Unit Maintenance Task- Industrial Millwright- 6 Months- D & P Bldg | Air Handling Unit, Mechanical Room no.3, Screen Bldg., P Bldg. | TAB-ACC-AHU-6570 | 3000000 | TAB-ACC-DM-6571 | HVAC Unit Maintenance Task 6 Months P Bldg for
TAB-ACC-02 | 25 | HVAC Unit Maintenance Task- Industrial Millwright- 6 Months- D & P Bldg | Air Handling Unit, Mechanical Room no.3, Screen Bldg., P Bldg. | TAB-ACC-AHU-6570 | 8000000 | TAB-ACC-DM-6577 | HVAC Unit Maintenance Task 6 Months P Bldg for
TAB-ACC-02 | 25 | HVAC Unit Maintenance Task- Industrial Millwright- 6 Months- D & P Bldg | Air Handling Unit, Mechanical Room no.3, Screen Bldg., P Bldg. | TAB-ACC-AHU-6570 | 9000000 | TAB-ACC-DM-6572 | HVAC Unit Maintenance Task 6 Months P Bldg for
TAB-ACC-02 | 25 | HVAC Unit Maintenance Task- Industrial Millwright- 6 Months- D & P Bldg | Air Handling Unit, Mechanical Room no.3, Screen Bldg., P Bldg. | TAB-ACC-AHU-6570 | 10000000 | TAB-ACC-DM-6573 | HVAC Unit Maintenance Task 6 Months P Bldg for
TAB-ACC-02 | 25 | HVAC Unit Maintenance Task- Industrial Millwright- 6 Months- D & P Bldg | Air Handling Unit, Mechanical Room no.3, Screen Bldg., P Bldg. | TAB-ACC-AHU-6570 | 15000000 | TAB-ACC-FN-6573 | HVAC Unit Maintenance Task 6 Months P Bldg for
TAB-ACC-02 | 25 | HVAC Unit Maintenance Task- Industrial Millwright- 6 Months- D & P Bldg | Air Handling Unit, Mechanical Room no.3, Screen Bldg., P Bldg. | TAB-ACC-AHU-6570 | 11000000 | TAB-ACC-DM-6578 | HVAC Unit Maintenance Task 6 Months P Bldg for
TAB-ACC-02 | 25 | HVAC Unit Maintenance Task- Industrial Millwright- 6 Months- D & P Bldg | Air Handling Unit, Mechanical Room no.3, Screen Bldg., P Bldg. | TAB-ACC-AHU-6570 | 16000000 | TAB-ACC-FN-6574 | HVAC Unit Maintenance Task 6 Months P Bldg for
TAB-ACC-02 | 25 | HVAC Unit Maintenance Task- Industrial Millwright- 6 Months- D & P Bldg | Air Handling Unit, Mechanical Room no.3, Screen Bldg., P Bldg. | TAB-ACC-AHU-6570 | 12000000 | TAB-ACC-DM-6579 | HVAC Unit Maintenance Task 6 Months P Bldg for
TAB-ACC-02 | 25 | HVAC Unit Maintenance Task- Industrial Millwright- 6 Months- D & P Bldg | Air Handling Unit, Mechanical Room no.3, Screen Bldg., P Bldg. | TAB-ACC-AHU-6570 | 13000000 | TAB-ACC-V-6572 | HVAC Unit Maintenance Task 6 Months P Bldg for
TAB-ACC-02 | 25 | HVAC Unit Maintenance Task- Industrial Millwright- 6 Months- D & P Bldg | Air Handling Unit, Mechanical Room no.3, Screen Bldg., P Bldg. | TAB-ACC-AHU-6570 | 14000000 | TAB-ACC-FN-6572 | HVAC Unit Maintenance Task 6 Months P Bldg for
TAB-ACC-02 | 25 | HVAC Unit Maintenance Task- Industrial Millwright- 6 Months- D & P Bldg | Air Handling Unit, Workshop Roof, P Bldg. | TAB-ACC-AHU-6580 | 1000000 | TAB-ACC-AHU-6580 | HVAC Unit Maintenance Task 6 Months P Bldg for
TAB-ACC-02 | 25 | HVAC Unit Maintenance Task- Industrial Millwright- 6 Months- D & P Bldg | Air Handling Unit, Workshop Roof, P Bldg. | TAB-ACC-AHU-6580 | 4000000 | TAB-ACC-V-6581 | HVAC Unit Maintenance Task 6 Months P Bldg for
TAB-ACC-02 | 25 | HVAC Unit Maintenance Task- Industrial Millwright- 6 Months- D & P Bldg | Air Handling Unit, Workshop Roof, P Bldg. | TAB-ACC-AHU-6580 | 7000000 | TAB-ACC-DM-6586 | HVAC Unit Maintenance Task 6 Months P Bldg for
TAB-ACC-02 | 25 | HVAC Unit Maintenance Task- Industrial Millwright- 6 Months- D & P Bldg | Air Handling Unit, Workshop Roof, P Bldg. | TAB-ACC-AHU-6580 | 2000000 | TAB-ACC-FN-6581 | HVAC Unit Maintenance Task 6 Months P Bldg for
TAB-ACC-02 | 25 | HVAC Unit Maintenance Task- Industrial Millwright- 6 Months- D & P Bldg | Air Handling Unit, Workshop Roof, P Bldg. | TAB-ACC-AHU-6580 | 8000000 | TAB-ACC-DM-6587 | HVAC Unit Maintenance Task 6 Months P Bldg for
TAB-ACC-02 | 25 | HVAC Unit Maintenance Task- Industrial Millwright- 6 Months- D & P Bldg | Air Handling Unit, Workshop Roof, P Bldg. | TAB-ACC-AHU-6580 | 3000000 | TAB-ACC-DM-6581 | HVAC Unit Maintenance Task 6 Months P Bldg for
TAB-ACC-02 | 25 | HVAC Unit Maintenance Task- Industrial Millwright- 6 Months- D & P Bldg | Air Handling Unit, Workshop Roof, P Bldg. | TAB-ACC-AHU-6580 | 9000000 | TAB-ACC-DM-6582 | HVAC Unit Maintenance Task 6 Months P Bldg for
TAB-ACC-02 | 25 | HVAC Unit Maintenance Task- Industrial Millwright- 6 Months- D & P Bldg | Air Handling Unit, Workshop Roof, P Bldg. | TAB-ACC-AHU-6580 | 5000000 | TAB-ACC-DM-6594 | HVAC Unit Maintenance Task 6 Months P Bldg for
TAB-ACC-02 | 25 | HVAC Unit Maintenance Task- Industrial Millwright- 6 Months- D & P Bldg | Air Handling Unit, Workshop Roof, P Bldg. | TAB-ACC-AHU-6580 | 11000000 | TAB-ACC-V-6582 | HVAC Unit Maintenance Task 6 Months P Bldg for
TAB-ACC-02 | 25 | HVAC Unit Maintenance Task- Industrial Millwright- 6 Months- D & P Bldg | Air Handling Unit, Workshop Roof, P Bldg. | TAB-ACC-AHU-6580 | 6000000 | TAB-ACC-DM-6595 | HVAC Unit Maintenance Task 6 Months P Bldg for
TAB-ACC-02 | 25 | HVAC Unit Maintenance Task- Industrial Millwright- 6 Months- D & P Bldg | Air Handling Unit, Workshop Roof, P Bldg. | TAB-ACC-AHU-6580 | 12000000 | TAB-ACC-FN-6584 | HVAC Unit Maintenance Task 6 Months P Bldg for
TAB-ACC-02 | 25 | HVAC Unit Maintenance Task- Industrial Millwright- 6 Months- D & P Bldg | Air Handling Unit, Workshop Roof, P Bldg. | TAB-ACC-AHU-6580 | 10000000 | TAB-ACC-DM-6583 | HVAC Unit Maintenance Task 6 Months P Bldg for
TAB-ACC-02 | 25 | HVAC Unit Maintenance Task- Industrial Millwright- 6 Months- D & P Bldg | Air Handling Unit, Workshop Roof, P Bldg. | TAB-ACC-AHU-6590 | 1000000 | TAB-ACC-AHU-6590 | HVAC Unit Maintenance Task 6 Months P Bldg for
TAB-ACC-02 | 25 | HVAC Unit Maintenance Task- Industrial Millwright- 6 Months- D & P Bldg | Air Handling Unit, Workshop Roof, P Bldg. | TAB-ACC-AHU-6590 | 2000000 | TAB-ACC-FN-6591 | HVAC Unit Maintenance Task 6 Months P Bldg for
TAB-ACC-02 | 25 | HVAC Unit Maintenance Task- Industrial Millwright- 6 Months- D & P Bldg | Air Handling Unit, Workshop Roof, P Bldg. | TAB-ACC-AHU-6590 | 3000000 | TAB-ACC-DM-6591 | HVAC Unit Maintenance Task 6 Months P Bldg for
TAB-ACC-02 | 25 | HVAC Unit Maintenance Task- Industrial Millwright- 6 Months- D & P Bldg | Air Handling Unit, Workshop Roof, P Bldg. | TAB-ACC-AHU-6590 | 5000000 | TAB-ACC-DM-6592 | HVAC Unit Maintenance Task 6 Months P Bldg for
TAB-ACC-02 | 25 | HVAC Unit Maintenance Task- Industrial Millwright- 6 Months- D & P Bldg | Air Handling Unit, Workshop Roof, P Bldg. | TAB-ACC-AHU-6590 | 4000000 | TAB-ACC-V-6591 | HVAC Unit Maintenance Task 6 Months P Bldg for
TAB-ACC-02 | 25 | HVAC Unit Maintenance Task- Industrial Millwright- 6 Months- D & P Bldg | Air Handling Unit, Workshop Roof, P Bldg. | TAB-ACC-AHU-6590 | 6000000 | TAB-ACC-V-6592 | HVAC Unit Maintenance Task 6 Months P Bldg for
TAB-ACC-02 | 25 | HVAC Unit Maintenance Task- Industrial Millwright- 6 Months- D & P Bldg | Air Handling Unit, Workshop Roof, P Bldg. | TAB-ACC-AHU-6590 | 7000000 | TAB-ACC-DM-6593 | HVAC Unit Maintenance Task 6 Months P Bldg for
TAB-ACC-02 | 25 | HVAC Unit Maintenance Task- Industrial Millwright- 6 Months- D & P Bldg | Air Handling Unit, Workshop Roof, P Bldg. | TAB-ACC-AHU-6590 | 8000000 | TAB-ACC-FN-6592 | HVAC Unit Maintenance Task 6 Months P Bldg for
TAB-ACC-02 | 32 | Fan Lubrication and Inspection Tasks- 6 Months D Bldg | Fan, Exhaust, Grit Building Rooftop | TAB-ACC-FN-0010 | 1000000 | TAB-ACC-FN-0010 | Fan Lubrication and Inspection Tasks 6 Months Grit Bldg Exhaust for
TAB-ACC-02 | 32 | Fan Lubrication and Inspection Tasks- 6 Months D Bldg | Fan, Exhaust, Grit Building Rooftop | TAB-ACC-FN-0010 | 3000000 | TAB-ACC-DM-0010A | Fan Lubrication and Inspection Tasks 6 Months Grit Bldg Exhaust for
TAB-ACC-02 | 32 | Fan Lubrication and Inspection Tasks- 6 Months D Bldg | Fan, Exhaust, Grit Building Rooftop | TAB-ACC-FN-0010 | 2000000 | TAB-ACC-DM-0010 | Fan Lubrication and Inspection Tasks 6 Months Grit Bldg Exhaust for
TAB-ACC-02 | 32 | Fan Lubrication and Inspection Tasks- 6 Months D Bldg | Fan, Exhaust, Exist. Screen Room Roof | TAB-ACC-FN-0050 | 1000000 | TAB-ACC-FN-0050 | Fan Lubrication and Inspection Tasks 6 Months D Bldg Exhaust for
TAB-ACC-02 | 32 | Fan Lubrication and Inspection Tasks- 6 Months D Bldg | Fan, Exhaust, Exist. Screen Room Roof | TAB-ACC-FN-0050 | 2000000 | TAB-ACC-DM-0050 | Fan Lubrication and Inspection Tasks 6 Months D Bldg Exhaust for
TAB-ACC-02 | 32 | Fan Lubrication and Inspection Tasks- 6 Months D Bldg | Fan, Exhaust, Grit Building Rooftop( FN-0060) | TAB-ACC-FN-0060 | 2000000 | TAB-ACC-DM-0060 | Fan Lubrication and Inspection Tasks 6 Months Grit Bldg Exhaust for
TAB-ACC-02 | 32 | Fan Lubrication and Inspection Tasks- 6 Months D Bldg | Fan, Exhaust, Grit Building Rooftop( FN-0060) | TAB-ACC-FN-0060 | 1000000 | TAB-ACC-FN-0060 | Fan Lubrication and Inspection Tasks 6 Months Grit Bldg Exhaust for
TAB-ACC-02 | 32 | Fan Lubrication and Inspection Tasks- 6 Months D Bldg | Fan, Exhaust, Grit Building Rooftop | TAB-ACC-FN-0070 | 1000000 | TAB-ACC-FN-0070 | Fan Lubrication and Inspection Tasks 6 Months Grit Bldg Exhaust for
TAB-ACC-02 | 32 | Fan Lubrication and Inspection Tasks- 6 Months D Bldg | Fan, Exhaust, Grit Building Rooftop | TAB-ACC-FN-0070 | 2000000 | TAB-ACC-DM-0070 | Fan Lubrication and Inspection Tasks 6 Months Grit Bldg Exhaust for
TAB-ACC-02 | 32 | Fan Lubrication and Inspection Tasks- 6 Months D Bldg | Fan, Exhaust, Grit Building Rooftop | TAB-ACC-FN-0080 | 1000000 | TAB-ACC-FN-0080 | Fan Lubrication and Inspection Tasks 6 Months Grit Bldg Exhaust for
TAB-ACC-02 | 32 | Fan Lubrication and Inspection Tasks- 6 Months D Bldg | Fan, Exhaust, Grit Building Rooftop | TAB-ACC-FN-0080 | 2000000 | TAB-ACC-DM-0080 | Fan Lubrication and Inspection Tasks 6 Months Grit Bldg Exhaust for
TAB-ACC-02 | 32 | Fan Lubrication and Inspection Tasks- 6 Months D Bldg | Fan, Exhaust, Grit Building Rooftop | TAB-ACC-FN-0090 | 2000000 | TAB-ACC-DM-0090 | Fan Lubrication and Inspection Tasks 6 Months Grit Bldg Exhaust for
TAB-ACC-02 | 32 | Fan Lubrication and Inspection Tasks- 6 Months D Bldg | Fan, Exhaust, Grit Building Rooftop | TAB-ACC-FN-0090 | 1000000 | TAB-ACC-FN-0090 | Fan Lubrication and Inspection Tasks 6 Months Grit Bldg Exhaust for
TAB-ACC-02 | 32 | Fan Lubrication and Inspection Tasks- 6 Months D Bldg | Fan, Supply, Ex. D--Bldg. Ex. Air Heating Room | TAB-ACC-FN-1000 | 2000000 | TAB-ACC-DM-1000 | Fan Lubrication and Inspection Tasks 6 Months D Bldg for
TAB-ACC-02 | 32 | Fan Lubrication and Inspection Tasks- 6 Months D Bldg | Fan, Supply, Ex. D--Bldg. Ex. Air Heating Room | TAB-ACC-FN-1000 | 3000000 | TAB-ACC-DM-0115 | Fan Lubrication and Inspection Tasks 6 Months D Bldg for
TAB-ACC-02 | 32 | Fan Lubrication and Inspection Tasks- 6 Months D Bldg | Fan, Supply, Ex. D--Bldg. Ex. Air Heating Room | TAB-ACC-FN-1000 | 4000000 | TAB-ACC-DM-0120 | Fan Lubrication and Inspection Tasks 6 Months D Bldg for
TAB-ACC-02 | 32 | Fan Lubrication and Inspection Tasks- 6 Months D Bldg | Fan, Supply, Ex. D--Bldg. Ex. Air Heating Room | TAB-ACC-FN-1000 | 7000000 | TAB-ACC-V-0122 | Fan Lubrication and Inspection Tasks 6 Months D Bldg for
TAB-ACC-02 | 32 | Fan Lubrication and Inspection Tasks- 6 Months D Bldg | Fan, Supply, Ex. D--Bldg. Ex. Air Heating Room | TAB-ACC-FN-1000 | 5000000 | TAB-ACC-DM-0130 | Fan Lubrication and Inspection Tasks 6 Months D Bldg for
TAB-ACC-02 | 32 | Fan Lubrication and Inspection Tasks- 6 Months D Bldg | Fan, Supply, Ex. D--Bldg. Ex. Air Heating Room | TAB-ACC-FN-1000 | 8000000 | TAB-ACC-V-0132 | Fan Lubrication and Inspection Tasks 6 Months D Bldg for
TAB-ACC-02 | 32 | Fan Lubrication and Inspection Tasks- 6 Months D Bldg | Fan, Supply, Ex. D--Bldg. Ex. Air Heating Room | TAB-ACC-FN-1000 | 6000000 | TAB-ACC-V-0112 | Fan Lubrication and Inspection Tasks 6 Months D Bldg for
TAB-ACC-02 | 32 | Fan Lubrication and Inspection Tasks- 6 Months D Bldg | Fan, Supply, Ex. D--Bldg. Ex. Air Heating Room | TAB-ACC-FN-1000A | 1000000 | TAB-ACC-FN-1000A | Fan Lubrication and Inspection Tasks 6 Months D Bldg for
TAB-ACC-02 | 32 | Fan Lubrication and Inspection Tasks- 6 Months D Bldg | Fan, Supply, Ex. D--Bldg. Ex. Air Heating Room | TAB-ACC-FN-1000A | 2000000 | TAB-ACC-FN-1000A | Fan Lubrication and Inspection Tasks 6 Months D Bldg for
TAB-ACC-02 | 34 | Every 2 Year AHU Motor Lubrication | AIR HANDLING UNIT, ROOFTOP ADMIN BUILDING | TAB-ACC-AHU-3601 | 1000000 | TAB-ACC-AHU-3601 | Lubricate Motor for
TAB-ACC-02 | 34 | Every 2 Year AHU Motor Lubrication | AIR HANDLING UNIT, ROOFTOP ADMIN BUILDING | TAB-ACC-AHU-3601 | 2000000 | TAB-ACC-AHU-3602 | Lubricate Motor for
TAB-ACC-02 | 34 | Every 2 Year AHU Motor Lubrication | Fan, Exhaust, Centrifugal, Explosion Proof, Gas Room Exhaust, Roof, Dig 9-12 Control Building. | TAB-ACC-FN-6305 | 2000000 | TAB-ACC-FN-6306 | Lubricate Motor for
TAB-ACC-02 | 34 | Every 2 Year AHU Motor Lubrication | Fan, Exhaust, Centrifugal, Explosion Proof, Gas Room Exhaust, Roof, Dig 9-12 Control Building. | TAB-ACC-FN-6305 | 1000000 | TAB-ACC-FN-6305 | Lubricate Motor for
TAB-ACC-02 | 34 | Every 2 Year AHU Motor Lubrication | Fan, Exhaust, Centrifugal, Explosion Proof, Gas Room Exhaust, Roof, Dig 9-12 Control Building. | TAB-ACC-FN-6305 | 4000000 | TAB-ACC-FN-6308 | Lubricate Motor for
TAB-ACC-02 | 34 | Every 2 Year AHU Motor Lubrication | Fan, Exhaust, Centrifugal, Explosion Proof, Gas Room Exhaust, Roof, Dig 9-12 Control Building. | TAB-ACC-FN-6305 | 3000000 | TAB-ACC-FN-6307 | Lubricate Motor for
TAB-ACC-02 | 34 | Every 2 Year AHU Motor Lubrication | Fan, Exhaust, Centrifugal, Explosion Proof, Gas Room Exhaust, Roof, Dig 9-12 Control Building. | TAB-ACC-FN-6305 | 5000000 | TAB-ACC-FN-6309 | Lubricate Motor for
TAB-ACC-02 | 34 | Every 2 Year AHU Motor Lubrication | Fan, Exhaust, Centrifugal, Explosion Proof, Gas Room Exhaust, Roof, Dig 9-12 Control Building. | TAB-ACC-FN-6305 | 6000000 | TAB-ACC-FN-6315 | Lubricate Motor for
TAB-ACC-02 | 34 | Every 2 Year AHU Motor Lubrication | Fan, Exhaust, Centrifugal, Explosion Proof, Gas Room Exhaust, Roof, Dig 9-12 Control Building. | TAB-ACC-FN-6305 | 7000000 | TAB-ACC-FN-6316 | Lubricate Motor for
TAB-ACC-02 | 34 | Every 2 Year AHU Motor Lubrication | Fan, Exhaust, Centrifugal, Explosion Proof, Gas Room Exhaust, Roof, Dig 9-12 Control Building. | TAB-ACC-FN-6305 | 8000000 | TAB-ACC-FN-6317 | Lubricate Motor for
TAB-ACC-02 | 34 | Every 2 Year AHU Motor Lubrication | Fan, Exhaust, Centrifugal, Explosion Proof, Gas Room Exhaust, Roof, Dig 9-12 Control Building. | TAB-ACC-FN-6305 | 9000000 | TAB-ACC-FN-6318 | Lubricate Motor for
TAB-ACC-02 | 34 | Every 2 Year AHU Motor Lubrication | Fan, Exhaust, Centrifugal, Explosion Proof, Gas Room Exhaust, Roof, Dig 9-12 Control Building. | TAB-ACC-FN-6306 | 2000000 | TAB-ACC-FN-6306 | Lubricate Motor for
TAB-ACC-02 | 34 | Every 2 Year AHU Motor Lubrication | Fan, Exhaust, Centrifugal, Explosion Proof, Gas Room Exhaust, Roof, Dig 9-12 Control Building. | TAB-ACC-FN-6306 | 1000000 | TAB-ACC-FN-6305 | Lubricate Motor for
TAB-ACC-02 | 34 | Every 2 Year AHU Motor Lubrication | Fan, Exhaust, Centrifugal, Explosion Proof, Gas Room Exhaust, Roof, Dig 9-12 Control Building. | TAB-ACC-FN-6306 | 4000000 | TAB-ACC-FN-6308 | Lubricate Motor for
TAB-ACC-02 | 34 | Every 2 Year AHU Motor Lubrication | Fan, Exhaust, Centrifugal, Explosion Proof, Gas Room Exhaust, Roof, Dig 9-12 Control Building. | TAB-ACC-FN-6306 | 3000000 | TAB-ACC-FN-6307 | Lubricate Motor for
TAB-ACC-02 | 34 | Every 2 Year AHU Motor Lubrication | Fan, Exhaust, Centrifugal, Explosion Proof, Gas Room Exhaust, Roof, Dig 9-12 Control Building. | TAB-ACC-FN-6306 | 5000000 | TAB-ACC-FN-6309 | Lubricate Motor for
TAB-ACC-02 | 34 | Every 2 Year AHU Motor Lubrication | Fan, Exhaust, Centrifugal, Explosion Proof, Gas Room Exhaust, Roof, Dig 9-12 Control Building. | TAB-ACC-FN-6306 | 6000000 | TAB-ACC-FN-6315 | Lubricate Motor for
TAB-ACC-02 | 34 | Every 2 Year AHU Motor Lubrication | Fan, Exhaust, Centrifugal, Explosion Proof, Gas Room Exhaust, Roof, Dig 9-12 Control Building. | TAB-ACC-FN-6306 | 7000000 | TAB-ACC-FN-6316 | Lubricate Motor for
TAB-ACC-02 | 34 | Every 2 Year AHU Motor Lubrication | Fan, Exhaust, Centrifugal, Explosion Proof, Gas Room Exhaust, Roof, Dig 9-12 Control Building. | TAB-ACC-FN-6306 | 8000000 | TAB-ACC-FN-6317 | Lubricate Motor for
TAB-ACC-02 | 34 | Every 2 Year AHU Motor Lubrication | Fan, Exhaust, Centrifugal, Explosion Proof, Gas Room Exhaust, Roof, Dig 9-12 Control Building. | TAB-ACC-FN-6306 | 9000000 | TAB-ACC-FN-6318 | Lubricate Motor for
TAB-ACC-02 | 34 | Every 2 Year AHU Motor Lubrication | Fan, Exhaust, Centrifugal, Sludge Heating Room Exhaust, Roof, Dig 9-12 Control Building. | TAB-ACC-FN-6307 | 1000000 | TAB-ACC-FN-6305 | Lubricate Motor for
TAB-ACC-02 | 34 | Every 2 Year AHU Motor Lubrication | Fan, Exhaust, Centrifugal, Sludge Heating Room Exhaust, Roof, Dig 9-12 Control Building. | TAB-ACC-FN-6307 | 2000000 | TAB-ACC-FN-6306 | Lubricate Motor for
TAB-ACC-02 | 34 | Every 2 Year AHU Motor Lubrication | Fan, Exhaust, Centrifugal, Sludge Heating Room Exhaust, Roof, Dig 9-12 Control Building. | TAB-ACC-FN-6307 | 3000000 | TAB-ACC-FN-6307 | Lubricate Motor for
TAB-ACC-02 | 34 | Every 2 Year AHU Motor Lubrication | Fan, Exhaust, Centrifugal, Sludge Heating Room Exhaust, Roof, Dig 9-12 Control Building. | TAB-ACC-FN-6307 | 4000000 | TAB-ACC-FN-6308 | Lubricate Motor for
TAB-ACC-02 | 34 | Every 2 Year AHU Motor Lubrication | Fan, Exhaust, Centrifugal, Sludge Heating Room Exhaust, Roof, Dig 9-12 Control Building. | TAB-ACC-FN-6307 | 5000000 | TAB-ACC-FN-6309 | Lubricate Motor for
TAB-ACC-02 | 34 | Every 2 Year AHU Motor Lubrication | Fan, Exhaust, Centrifugal, Sludge Heating Room Exhaust, Roof, Dig 9-12 Control Building. | TAB-ACC-FN-6307 | 8000000 | TAB-ACC-FN-6317 | Lubricate Motor for
TAB-ACC-02 | 34 | Every 2 Year AHU Motor Lubrication | Fan, Exhaust, Centrifugal, Sludge Heating Room Exhaust, Roof, Dig 9-12 Control Building. | TAB-ACC-FN-6307 | 6000000 | TAB-ACC-FN-6315 | Lubricate Motor for
TAB-ACC-02 | 34 | Every 2 Year AHU Motor Lubrication | Fan, Exhaust, Centrifugal, Sludge Heating Room Exhaust, Roof, Dig 9-12 Control Building. | TAB-ACC-FN-6307 | 7000000 | TAB-ACC-FN-6316 | Lubricate Motor for
TAB-ACC-02 | 34 | Every 2 Year AHU Motor Lubrication | Fan, Exhaust, Centrifugal, Sludge Heating Room Exhaust, Roof, Dig 9-12 Control Building. | TAB-ACC-FN-6307 | 9000000 | TAB-ACC-FN-6318 | Lubricate Motor for
TAB-ACC-02 | 34 | Every 2 Year AHU Motor Lubrication | Fan, Exhaust, Centrifugal, Sludge Heating Room Exhaust, Roof, Dig 9-12 Control Building. | TAB-ACC-FN-6308 | 2000000 | TAB-ACC-FN-6306 | Lubricate Motor for
TAB-ACC-02 | 34 | Every 2 Year AHU Motor Lubrication | Fan, Exhaust, Centrifugal, Sludge Heating Room Exhaust, Roof, Dig 9-12 Control Building. | TAB-ACC-FN-6308 | 3000000 | TAB-ACC-FN-6307 | Lubricate Motor for
TAB-ACC-02 | 34 | Every 2 Year AHU Motor Lubrication | Fan, Exhaust, Centrifugal, Sludge Heating Room Exhaust, Roof, Dig 9-12 Control Building. | TAB-ACC-FN-6308 | 4000000 | TAB-ACC-FN-6308 | Lubricate Motor for
TAB-ACC-02 | 34 | Every 2 Year AHU Motor Lubrication | Fan, Exhaust, Centrifugal, Sludge Heating Room Exhaust, Roof, Dig 9-12 Control Building. | TAB-ACC-FN-6308 | 1000000 | TAB-ACC-FN-6305 | Lubricate Motor for
TAB-ACC-02 | 34 | Every 2 Year AHU Motor Lubrication | Fan, Exhaust, Centrifugal, Sludge Heating Room Exhaust, Roof, Dig 9-12 Control Building. | TAB-ACC-FN-6308 | 5000000 | TAB-ACC-FN-6309 | Lubricate Motor for
TAB-ACC-02 | 34 | Every 2 Year AHU Motor Lubrication | Fan, Exhaust, Centrifugal, Sludge Heating Room Exhaust, Roof, Dig 9-12 Control Building. | TAB-ACC-FN-6308 | 8000000 | TAB-ACC-FN-6317 | Lubricate Motor for
TAB-ACC-02 | 34 | Every 2 Year AHU Motor Lubrication | Fan, Exhaust, Centrifugal, Sludge Heating Room Exhaust, Roof, Dig 9-12 Control Building. | TAB-ACC-FN-6308 | 6000000 | TAB-ACC-FN-6315 | Lubricate Motor for
TAB-ACC-02 | 34 | Every 2 Year AHU Motor Lubrication | Fan, Exhaust, Centrifugal, Sludge Heating Room Exhaust, Roof, Dig 9-12 Control Building. | TAB-ACC-FN-6308 | 7000000 | TAB-ACC-FN-6316 | Lubricate Motor for
TAB-ACC-02 | 34 | Every 2 Year AHU Motor Lubrication | Fan, Exhaust, Centrifugal, Sludge Heating Room Exhaust, Roof, Dig 9-12 Control Building. | TAB-ACC-FN-6308 | 9000000 | TAB-ACC-FN-6318 | Lubricate Motor for
TAB-ACC-02 | 34 | Every 2 Year AHU Motor Lubrication | Fan, Exhaust, Centrifugal, Basement Exhaust, Ground Mount, Dig 9-12 Control Building. | TAB-ACC-FN-6309 | 1000000 | TAB-ACC-FN-6305 | Lubricate Motor for
TAB-ACC-02 | 34 | Every 2 Year AHU Motor Lubrication | Fan, Exhaust, Centrifugal, Basement Exhaust, Ground Mount, Dig 9-12 Control Building. | TAB-ACC-FN-6309 | 3000000 | TAB-ACC-FN-6307 | Lubricate Motor for
TAB-ACC-02 | 34 | Every 2 Year AHU Motor Lubrication | Fan, Exhaust, Centrifugal, Basement Exhaust, Ground Mount, Dig 9-12 Control Building. | TAB-ACC-FN-6309 | 5000000 | TAB-ACC-FN-6309 | Lubricate Motor for
TAB-ACC-02 | 34 | Every 2 Year AHU Motor Lubrication | Fan, Exhaust, Centrifugal, Basement Exhaust, Ground Mount, Dig 9-12 Control Building. | TAB-ACC-FN-6309 | 2000000 | TAB-ACC-FN-6306 | Lubricate Motor for
TAB-ACC-02 | 34 | Every 2 Year AHU Motor Lubrication | Fan, Exhaust, Centrifugal, Basement Exhaust, Ground Mount, Dig 9-12 Control Building. | TAB-ACC-FN-6309 | 6000000 | TAB-ACC-FN-6315 | Lubricate Motor for
TAB-ACC-02 | 34 | Every 2 Year AHU Motor Lubrication | Fan, Exhaust, Centrifugal, Basement Exhaust, Ground Mount, Dig 9-12 Control Building. | TAB-ACC-FN-6309 | 4000000 | TAB-ACC-FN-6308 | Lubricate Motor for
TAB-ACC-02 | 34 | Every 2 Year AHU Motor Lubrication | Fan, Exhaust, Centrifugal, Basement Exhaust, Ground Mount, Dig 9-12 Control Building. | TAB-ACC-FN-6309 | 7000000 | TAB-ACC-FN-6316 | Lubricate Motor for
TAB-ACC-02 | 34 | Every 2 Year AHU Motor Lubrication | Fan, Exhaust, Centrifugal, Basement Exhaust, Ground Mount, Dig 9-12 Control Building. | TAB-ACC-FN-6309 | 8000000 | TAB-ACC-FN-6317 | Lubricate Motor for
TAB-ACC-02 | 34 | Every 2 Year AHU Motor Lubrication | Fan, Exhaust, Centrifugal, Basement Exhaust, Ground Mount, Dig 9-12 Control Building. | TAB-ACC-FN-6309 | 9000000 | TAB-ACC-FN-6318 | Lubricate Motor for
TAB-ACC-02 | 34 | Every 2 Year AHU Motor Lubrication | Fan, Exhaust, Centrifugal, Explosion Proof, Sampling Sink Exhaust, Basement, Dig 9-12 Control Building. | TAB-ACC-FN-6315 | 2000000 | TAB-ACC-FN-6306 | Lubricate Motor for
TAB-ACC-02 | 34 | Every 2 Year AHU Motor Lubrication | Fan, Exhaust, Centrifugal, Explosion Proof, Sampling Sink Exhaust, Basement, Dig 9-12 Control Building. | TAB-ACC-FN-6315 | 1000000 | TAB-ACC-FN-6305 | Lubricate Motor for
TAB-ACC-02 | 34 | Every 2 Year AHU Motor Lubrication | Fan, Exhaust, Centrifugal, Explosion Proof, Sampling Sink Exhaust, Basement, Dig 9-12 Control Building. | TAB-ACC-FN-6315 | 4000000 | TAB-ACC-FN-6308 | Lubricate Motor for
TAB-ACC-02 | 34 | Every 2 Year AHU Motor Lubrication | Fan, Exhaust, Centrifugal, Explosion Proof, Sampling Sink Exhaust, Basement, Dig 9-12 Control Building. | TAB-ACC-FN-6315 | 3000000 | TAB-ACC-FN-6307 | Lubricate Motor for
TAB-ACC-02 | 34 | Every 2 Year AHU Motor Lubrication | Fan, Exhaust, Centrifugal, Explosion Proof, Sampling Sink Exhaust, Basement, Dig 9-12 Control Building. | TAB-ACC-FN-6315 | 8000000 | TAB-ACC-FN-6317 | Lubricate Motor for
TAB-ACC-02 | 34 | Every 2 Year AHU Motor Lubrication | Fan, Exhaust, Centrifugal, Explosion Proof, Sampling Sink Exhaust, Basement, Dig 9-12 Control Building. | TAB-ACC-FN-6315 | 5000000 | TAB-ACC-FN-6309 | Lubricate Motor for
TAB-ACC-02 | 34 | Every 2 Year AHU Motor Lubrication | Fan, Exhaust, Centrifugal, Explosion Proof, Sampling Sink Exhaust, Basement, Dig 9-12 Control Building. | TAB-ACC-FN-6315 | 6000000 | TAB-ACC-FN-6315 | Lubricate Motor for
TAB-ACC-02 | 34 | Every 2 Year AHU Motor Lubrication | Fan, Exhaust, Centrifugal, Explosion Proof, Sampling Sink Exhaust, Basement, Dig 9-12 Control Building. | TAB-ACC-FN-6315 | 7000000 | TAB-ACC-FN-6316 | Lubricate Motor for
TAB-ACC-02 | 34 | Every 2 Year AHU Motor Lubrication | Fan, Exhaust, Centrifugal, Explosion Proof, Sampling Sink Exhaust, Basement, Dig 9-12 Control Building. | TAB-ACC-FN-6315 | 9000000 | TAB-ACC-FN-6318 | Lubricate Motor for
TAB-ACC-02 | 34 | Every 2 Year AHU Motor Lubrication | Fan, Exhaust, Centrifugal, Explosion Proof, Sampling Sink Exhaust, Basement, Dig 9-12 Control Building. | TAB-ACC-FN-6316 | 1000000 | TAB-ACC-FN-6305 | Lubricate Motor for
TAB-ACC-02 | 34 | Every 2 Year AHU Motor Lubrication | Fan, Exhaust, Centrifugal, Explosion Proof, Sampling Sink Exhaust, Basement, Dig 9-12 Control Building. | TAB-ACC-FN-6316 | 3000000 | TAB-ACC-FN-6307 | Lubricate Motor for
TAB-ACC-02 | 34 | Every 2 Year AHU Motor Lubrication | Fan, Exhaust, Centrifugal, Explosion Proof, Sampling Sink Exhaust, Basement, Dig 9-12 Control Building. | TAB-ACC-FN-6316 | 6000000 | TAB-ACC-FN-6315 | Lubricate Motor for
TAB-ACC-02 | 34 | Every 2 Year AHU Motor Lubrication | Fan, Exhaust, Centrifugal, Explosion Proof, Sampling Sink Exhaust, Basement, Dig 9-12 Control Building. | TAB-ACC-FN-6316 | 8000000 | TAB-ACC-FN-6317 | Lubricate Motor for
TAB-ACC-02 | 34 | Every 2 Year AHU Motor Lubrication | Fan, Exhaust, Centrifugal, Explosion Proof, Sampling Sink Exhaust, Basement, Dig 9-12 Control Building. | TAB-ACC-FN-6316 | 2000000 | TAB-ACC-FN-6306 | Lubricate Motor for
TAB-ACC-02 | 34 | Every 2 Year AHU Motor Lubrication | Fan, Exhaust, Centrifugal, Explosion Proof, Sampling Sink Exhaust, Basement, Dig 9-12 Control Building. | TAB-ACC-FN-6316 | 9000000 | TAB-ACC-FN-6318 | Lubricate Motor for
TAB-ACC-02 | 34 | Every 2 Year AHU Motor Lubrication | Fan, Exhaust, Centrifugal, Explosion Proof, Sampling Sink Exhaust, Basement, Dig 9-12 Control Building. | TAB-ACC-FN-6316 | 4000000 | TAB-ACC-FN-6308 | Lubricate Motor for
TAB-ACC-02 | 34 | Every 2 Year AHU Motor Lubrication | Fan, Exhaust, Centrifugal, Explosion Proof, Sampling Sink Exhaust, Basement, Dig 9-12 Control Building. | TAB-ACC-FN-6316 | 5000000 | TAB-ACC-FN-6309 | Lubricate Motor for
TAB-ACC-02 | 34 | Every 2 Year AHU Motor Lubrication | Fan, Exhaust, Centrifugal, Explosion Proof, Sampling Sink Exhaust, Basement, Dig 9-12 Control Building. | TAB-ACC-FN-6316 | 7000000 | TAB-ACC-FN-6316 | Lubricate Motor for
TAB-ACC-02 | 34 | Every 2 Year AHU Motor Lubrication | Fan, Exhaust, Centrifugal, Explosion Proof, Sampling Sink Exhaust, Basement, Dig 9-12 Control Building. | TAB-ACC-FN-6317 | 2000000 | TAB-ACC-FN-6306 | Lubricate Motor for
TAB-ACC-02 | 34 | Every 2 Year AHU Motor Lubrication | Fan, Exhaust, Centrifugal, Explosion Proof, Sampling Sink Exhaust, Basement, Dig 9-12 Control Building. | TAB-ACC-FN-6317 | 3000000 | TAB-ACC-FN-6307 | Lubricate Motor for
TAB-ACC-02 | 34 | Every 2 Year AHU Motor Lubrication | Fan, Exhaust, Centrifugal, Explosion Proof, Sampling Sink Exhaust, Basement, Dig 9-12 Control Building. | TAB-ACC-FN-6317 | 5000000 | TAB-ACC-FN-6309 | Lubricate Motor for
TAB-ACC-02 | 34 | Every 2 Year AHU Motor Lubrication | Fan, Exhaust, Centrifugal, Explosion Proof, Sampling Sink Exhaust, Basement, Dig 9-12 Control Building. | TAB-ACC-FN-6317 | 1000000 | TAB-ACC-FN-6305 | Lubricate Motor for
TAB-ACC-02 | 34 | Every 2 Year AHU Motor Lubrication | Fan, Exhaust, Centrifugal, Explosion Proof, Sampling Sink Exhaust, Basement, Dig 9-12 Control Building. | TAB-ACC-FN-6317 | 6000000 | TAB-ACC-FN-6315 | Lubricate Motor for
TAB-ACC-02 | 34 | Every 2 Year AHU Motor Lubrication | Fan, Exhaust, Centrifugal, Explosion Proof, Sampling Sink Exhaust, Basement, Dig 9-12 Control Building. | TAB-ACC-FN-6317 | 4000000 | TAB-ACC-FN-6308 | Lubricate Motor for
TAB-ACC-02 | 34 | Every 2 Year AHU Motor Lubrication | Fan, Exhaust, Centrifugal, Explosion Proof, Sampling Sink Exhaust, Basement, Dig 9-12 Control Building. | TAB-ACC-FN-6317 | 7000000 | TAB-ACC-FN-6316 | Lubricate Motor for
TAB-ACC-02 | 34 | Every 2 Year AHU Motor Lubrication | Fan, Exhaust, Centrifugal, Explosion Proof, Sampling Sink Exhaust, Basement, Dig 9-12 Control Building. | TAB-ACC-FN-6317 | 8000000 | TAB-ACC-FN-6317 | Lubricate Motor for
TAB-ACC-02 | 34 | Every 2 Year AHU Motor Lubrication | Fan, Exhaust, Centrifugal, Explosion Proof, Sampling Sink Exhaust, Basement, Dig 9-12 Control Building. | TAB-ACC-FN-6317 | 9000000 | TAB-ACC-FN-6318 | Lubricate Motor for
TAB-ACC-02 | 34 | Every 2 Year AHU Motor Lubrication | Fan, Exhaust, Centrifugal, Explosion Proof, Sampling Sink Exhaust, Basement, Dig 9-12 Control Building. | TAB-ACC-FN-6318 | 1000000 | TAB-ACC-FN-6305 | Lubricate Motor for
TAB-ACC-02 | 34 | Every 2 Year AHU Motor Lubrication | Fan, Exhaust, Centrifugal, Explosion Proof, Sampling Sink Exhaust, Basement, Dig 9-12 Control Building. | TAB-ACC-FN-6318 | 2000000 | TAB-ACC-FN-6306 | Lubricate Motor for
TAB-ACC-02 | 34 | Every 2 Year AHU Motor Lubrication | Fan, Exhaust, Centrifugal, Explosion Proof, Sampling Sink Exhaust, Basement, Dig 9-12 Control Building. | TAB-ACC-FN-6318 | 3000000 | TAB-ACC-FN-6307 | Lubricate Motor for
TAB-ACC-02 | 34 | Every 2 Year AHU Motor Lubrication | Fan, Exhaust, Centrifugal, Explosion Proof, Sampling Sink Exhaust, Basement, Dig 9-12 Control Building. | TAB-ACC-FN-6318 | 4000000 | TAB-ACC-FN-6308 | Lubricate Motor for
TAB-ACC-02 | 34 | Every 2 Year AHU Motor Lubrication | Fan, Exhaust, Centrifugal, Explosion Proof, Sampling Sink Exhaust, Basement, Dig 9-12 Control Building. | TAB-ACC-FN-6318 | 5000000 | TAB-ACC-FN-6309 | Lubricate Motor for
TAB-ACC-02 | 34 | Every 2 Year AHU Motor Lubrication | Fan, Exhaust, Centrifugal, Explosion Proof, Sampling Sink Exhaust, Basement, Dig 9-12 Control Building. | TAB-ACC-FN-6318 | 8000000 | TAB-ACC-FN-6317 | Lubricate Motor for
TAB-ACC-02 | 34 | Every 2 Year AHU Motor Lubrication | Fan, Exhaust, Centrifugal, Explosion Proof, Sampling Sink Exhaust, Basement, Dig 9-12 Control Building. | TAB-ACC-FN-6318 | 6000000 | TAB-ACC-FN-6315 | Lubricate Motor for
TAB-ACC-02 | 34 | Every 2 Year AHU Motor Lubrication | Fan, Exhaust, Centrifugal, Explosion Proof, Sampling Sink Exhaust, Basement, Dig 9-12 Control Building. | TAB-ACC-FN-6318 | 7000000 | TAB-ACC-FN-6316 | Lubricate Motor for
TAB-ACC-02 | 34 | Every 2 Year AHU Motor Lubrication | Fan, Exhaust, Centrifugal, Explosion Proof, Sampling Sink Exhaust, Basement, Dig 9-12 Control Building. | TAB-ACC-FN-6318 | 9000000 | TAB-ACC-FN-6318 | Lubricate Motor for
TAB-ACC-02 | 37 | Yearly PMO Building Unit Heater Maintenace | HEATER, TEMPERATURE CONTROL, FIRST FLOOR ADMIN BUILDING | TAB-ACC-HTR-3600 | 1000000 | TAB-ACC-HTR-3600 | Inspect and Maintain Unit Heater for
TAB-ACC-02 | 37 | Yearly PMO Building Unit Heater Maintenace | HEATER, TEMPERATURE CONTROL, FIRST FLOOR ADMIN BUILDING | TAB-ACC-HTR-3600 | 2000000 | TAB-ACC-HTR-3601 | Inspect and Maintain Unit Heater for
TAB-ACC-02 | 37 | Yearly PMO Building Unit Heater Maintenace | HEATER, TEMPERATURE CONTROL, FIRST FLOOR ADMIN BUILDING | TAB-ACC-HTR-3600 | 3000000 | TAB-ACC-HTR-3602 | Inspect and Maintain Unit Heater for
TAB-ACC-02 | 37 | Yearly PMO Building Unit Heater Maintenace | HEATER, TEMPERATURE CONTROL, FIRST FLOOR ADMIN BUILDING | TAB-ACC-HTR-3600 | 5000000 | TAB-ACC-HTR-3604 | Inspect and Maintain Unit Heater for
TAB-ACC-02 | 37 | Yearly PMO Building Unit Heater Maintenace | HEATER, TEMPERATURE CONTROL, FIRST FLOOR ADMIN BUILDING | TAB-ACC-HTR-3600 | 4000000 | TAB-ACC-HTR-3603 | Inspect and Maintain Unit Heater for
TAB-ACC-02 | 37 | Yearly PMO Building Unit Heater Maintenace | HEATER, TEMPERATURE CONTROL, FIRST FLOOR ADMIN BUILDING | TAB-ACC-HTR-3600 | 6000000 | TAB-ACC-HTR-3605 | Inspect and Maintain Unit Heater for
TAB-ACC-02 | 37 | Yearly PMO Building Unit Heater Maintenace | HEATER, TEMPERATURE CONTROL, FIRST FLOOR ADMIN BUILDING | TAB-ACC-HTR-3600 | 7000000 | TAB-ACC-HTR-3606 | Inspect and Maintain Unit Heater for
TAB-ACC-02 | 37 | Yearly PMO Building Unit Heater Maintenace | HEATER, TEMPERATURE CONTROL, FIRST FLOOR ADMIN BUILDING | TAB-ACC-HTR-3600 | 8000000 | TAB-ACC-HTR-3607 | Inspect and Maintain Unit Heater for
TAB-ACC-02 | 38 | Sea Wall Substation Unit Heater Maintenance-Quarterly | TAB-Routine Work Area 6 | TAB-RTE-WA6 | 3000000 | TAB-ACC-HTR-5303 | Sea Wall Substation Unit Heater MaintenanceQuarterly for
TAB-ACC-02 | 38 | Sea Wall Substation Unit Heater Maintenance-Quarterly | TAB-Routine Work Area 6 | TAB-RTE-WA6 | 1000000 | TAB-ACC-HTR-5301 | Sea Wall Substation Unit Heater MaintenanceQuarterly for
TAB-ACC-02 | 38 | Sea Wall Substation Unit Heater Maintenance-Quarterly | TAB-Routine Work Area 6 | TAB-RTE-WA6 | 5000000 | TAB-ACC-HTR-5305 | Sea Wall Substation Unit Heater MaintenanceQuarterly for
TAB-ACC-02 | 38 | Sea Wall Substation Unit Heater Maintenance-Quarterly | TAB-Routine Work Area 6 | TAB-RTE-WA6 | 2000000 | TAB-ACC-HTR-5302 | Sea Wall Substation Unit Heater MaintenanceQuarterly for
TAB-ACC-02 | 38 | Sea Wall Substation Unit Heater Maintenance-Quarterly | TAB-Routine Work Area 6 | TAB-RTE-WA6 | 8000000 | TAB-ACC-HTR-5313 | Sea Wall Substation Unit Heater MaintenanceQuarterly for
TAB-ACC-02 | 38 | Sea Wall Substation Unit Heater Maintenance-Quarterly | TAB-Routine Work Area 6 | TAB-RTE-WA6 | 4000000 | TAB-ACC-HTR-5304 | Sea Wall Substation Unit Heater MaintenanceQuarterly for
TAB-ACC-02 | 38 | Sea Wall Substation Unit Heater Maintenance-Quarterly | TAB-Routine Work Area 6 | TAB-RTE-WA6 | 6000000 | TAB-ACC-HTR-5311 | Sea Wall Substation Unit Heater MaintenanceQuarterly for
TAB-ACC-02 | 38 | Sea Wall Substation Unit Heater Maintenance-Quarterly | TAB-Routine Work Area 6 | TAB-RTE-WA6 | 7000000 | TAB-ACC-HTR-5312 | Sea Wall Substation Unit Heater MaintenanceQuarterly for
TAB-ACC-02 | 38 | Sea Wall Substation Unit Heater Maintenance-Quarterly | TAB-Routine Work Area 6 | TAB-RTE-WA6 | 9000000 | TAB-ACC-HTR-5314 | Sea Wall Substation Unit Heater MaintenanceQuarterly for
TAB-ACC-02 | 40 | Sea Wall Sub Station HVAC Pump Inspection-Six Months | TAB-Routine Work Area 6 | TAB-RTE-WA6 | 2000000 | TAB-ACC-P-5302 | Sea Wall Sub Station HVAC Pump InspectionSix Months for
TAB-ACC-02 | 40 | Sea Wall Sub Station HVAC Pump Inspection-Six Months | TAB-Routine Work Area 6 | TAB-RTE-WA6 | 1000000 | TAB-ACC-P-5301 | Sea Wall Sub Station HVAC Pump InspectionSix Months for
TAB-ACC-02 | 40 | Sea Wall Sub Station HVAC Pump Inspection-Six Months | TAB-Routine Work Area 6 | TAB-RTE-WA6 | 4000000 | TAB-ACC-P-5304 | Sea Wall Sub Station HVAC Pump InspectionSix Months for
TAB-ACC-02 | 40 | Sea Wall Sub Station HVAC Pump Inspection-Six Months | TAB-Routine Work Area 6 | TAB-RTE-WA6 | 3000000 | TAB-ACC-P-5303 | Sea Wall Sub Station HVAC Pump InspectionSix Months for
TAB-ACC-02 | 45 | Blower Building AC Unit Maintenance Task-Quarterly | Plant HVAC Equipment | TAB-ACC | 1000000 | TAB-ACC-AC-1811 | Maintain AC Unit
TAB-ACC-02 | 45 | Blower Building AC Unit Maintenance Task-Quarterly | Plant HVAC Equipment | TAB-ACC | 3000000 | TAB-ACC-AC-1813 | Maintain AC Unit
TAB-ACC-02 | 45 | Blower Building AC Unit Maintenance Task-Quarterly | Plant HVAC Equipment | TAB-ACC | 2000000 | TAB-ACC-AC-1812 | Maintain AC Unit
TAB-ACC-02 | 45 | Blower Building AC Unit Maintenance Task-Quarterly | Plant HVAC Equipment | TAB-ACC | 4000000 | TAB-ACC-AC-1814 | Maintain AC Unit
TAB-ACC-02 | 45 | Blower Building AC Unit Maintenance Task-Quarterly | Plant HVAC Equipment | TAB-ACC | 5000000 | TAB-ACC-AC-1815 | Maintain AC Unit
TAB-ACC-02 | 45 | Blower Building AC Unit Maintenance Task-Quarterly | Plant HVAC Equipment | TAB-ACC | 7000000 | TAB-ACC-AC-1817 | Maintain AC Unit
TAB-ACC-02 | 45 | Blower Building AC Unit Maintenance Task-Quarterly | Plant HVAC Equipment | TAB-ACC | 6000000 | TAB-ACC-AC-1816 | Maintain AC Unit
TAB-ACC-02 | 45 | Blower Building AC Unit Maintenance Task-Quarterly | Plant HVAC Equipment | TAB-ACC | 8000000 | TAB-ACC-AC-1818 | Maintain AC Unit
TAB-ACC-02 | 45 | Blower Building AC Unit Maintenance Task-Quarterly | Plant HVAC Equipment | TAB-ACC | 9000000 | TAB-ACC-AC-1819 | Maintain AC Unit
TAB-ACC-02 | 45 | Blower Building AC Unit Maintenance Task-Quarterly | Plant HVAC Equipment | TAB-ACC | 12000000 | TAB-ACC-AC-1822 | Maintain AC Unit
TAB-ACC-02 | 45 | Blower Building AC Unit Maintenance Task-Quarterly | Plant HVAC Equipment | TAB-ACC | 10000000 | TAB-ACC-AC-1820 | Maintain AC Unit
TAB-ACC-02 | 45 | Blower Building AC Unit Maintenance Task-Quarterly | Plant HVAC Equipment | TAB-ACC | 13000000 | TAB-ACC-AC-1823 | Maintain AC Unit
TAB-ACC-02 | 45 | Blower Building AC Unit Maintenance Task-Quarterly | Plant HVAC Equipment | TAB-ACC | 11000000 | TAB-ACC-AC-1821 | Maintain AC Unit
TAB-ACC-02 | 45 | Blower Building AC Unit Maintenance Task-Quarterly | Plant HVAC Equipment | TAB-ACC | 14000000 | TAB-ACC-AC-1824 | Maintain AC Unit
TAB-ACC-03 | 23 | Calibration of the pressure transmitter-6months | Transmitter, Pressure indicating, | TAB-ACC-PIT-0001 | 1000000 | TAB-ACC-PIT-0001 | Calibration of the pressure transmitter for
TAB-ACC-03 | 23 | Calibration of the pressure transmitter-6months | Transmitter, Pressure indicating, | TAB-ACC-PIT-0001 | 2000000 | TAB-ACC-PIT-0061 | Calibration of the pressure transmitter for
TAB-ACC-03 | 23 | Calibration of the pressure transmitter-6months | Transmitter, Pressure indicating, | TAB-ACC-PIT-0001 | 4000000 | TAB-ACC-PIT-0102 | Calibration of the pressure transmitter for
TAB-ACC-03 | 23 | Calibration of the pressure transmitter-6months | Transmitter, Pressure indicating, | TAB-ACC-PIT-0001 | 3000000 | TAB-ACC-PIT-8501 | Calibration of the pressure transmitter for
TAB-ACC-03 | 23 | Calibration of the pressure transmitter-6months | Transmitter, Pressure indicating, | TAB-ACC-PIT-0001 | 5000000 | TAB-ACC-PIT-8601 | Calibration of the pressure transmitter for
TAB-ACC-03 | 23 | Calibration of the pressure transmitter-6months | Transmitter, Pressure indicating, | TAB-ACC-PIT-0001 | 6000000 | TAB-ACC-PIT-0041 | Calibration of the pressure transmitter for
TAB-ACC-03 | 27 | Inspection of VFD Cabinet Fan and cleaning; M&T Bldg- Monthly | TAB-Routine Work Area 6 | TAB-RTE-WA6 | 2000000 | TAB-ACC-FN-9101 | Inspection of VFD Cabinet Fan and cleaning MT Bldg for
TAB-ACC-03 | 27 | Inspection of VFD Cabinet Fan and cleaning; M&T Bldg- Monthly | TAB-Routine Work Area 6 | TAB-RTE-WA6 | 1000000 | TAB-ACC-AHU-8300 | Inspection of VFD Cabinet Fan and cleaning MT Bldg for
TAB-ACC-03 | 27 | Inspection of VFD Cabinet Fan and cleaning; M&T Bldg- Monthly | TAB-Routine Work Area 6 | TAB-RTE-WA6 | 7000000 | TAB-ACC-FN-9202 | Inspection of VFD Cabinet Fan and cleaning MT Bldg for
TAB-ACC-03 | 27 | Inspection of VFD Cabinet Fan and cleaning; M&T Bldg- Monthly | TAB-Routine Work Area 6 | TAB-RTE-WA6 | 3000000 | TAB-ACC-FN-9102 | Inspection of VFD Cabinet Fan and cleaning MT Bldg for
TAB-ACC-03 | 27 | Inspection of VFD Cabinet Fan and cleaning; M&T Bldg- Monthly | TAB-Routine Work Area 6 | TAB-RTE-WA6 | 9000000 | TAB-ACC-FN-9204 | Inspection of VFD Cabinet Fan and cleaning MT Bldg for
TAB-ACC-03 | 27 | Inspection of VFD Cabinet Fan and cleaning; M&T Bldg- Monthly | TAB-Routine Work Area 6 | TAB-RTE-WA6 | 4000000 | TAB-ACC-FN-9103 | Inspection of VFD Cabinet Fan and cleaning MT Bldg for
TAB-ACC-03 | 27 | Inspection of VFD Cabinet Fan and cleaning; M&T Bldg- Monthly | TAB-Routine Work Area 6 | TAB-RTE-WA6 | 11000000 | TAB-ACC-P-8002 | Inspection of VFD Cabinet Fan and cleaning MT Bldg for
TAB-ACC-03 | 27 | Inspection of VFD Cabinet Fan and cleaning; M&T Bldg- Monthly | TAB-Routine Work Area 6 | TAB-RTE-WA6 | 5000000 | TAB-ACC-FN-9104 | Inspection of VFD Cabinet Fan and cleaning MT Bldg for
TAB-ACC-03 | 27 | Inspection of VFD Cabinet Fan and cleaning; M&T Bldg- Monthly | TAB-Routine Work Area 6 | TAB-RTE-WA6 | 16000000 | TAB-ACC-P-9001 | Inspection of VFD Cabinet Fan and cleaning MT Bldg for
TAB-ACC-03 | 27 | Inspection of VFD Cabinet Fan and cleaning; M&T Bldg- Monthly | TAB-Routine Work Area 6 | TAB-RTE-WA6 | 6000000 | TAB-ACC-FN-9201 | Inspection of VFD Cabinet Fan and cleaning MT Bldg for
TAB-ACC-03 | 27 | Inspection of VFD Cabinet Fan and cleaning; M&T Bldg- Monthly | TAB-Routine Work Area 6 | TAB-RTE-WA6 | 17000000 | TAB-ACC-P-9002 | Inspection of VFD Cabinet Fan and cleaning MT Bldg for
TAB-ACC-03 | 27 | Inspection of VFD Cabinet Fan and cleaning; M&T Bldg- Monthly | TAB-Routine Work Area 6 | TAB-RTE-WA6 | 8000000 | TAB-ACC-FN-9203 | Inspection of VFD Cabinet Fan and cleaning MT Bldg for
TAB-ACC-03 | 27 | Inspection of VFD Cabinet Fan and cleaning; M&T Bldg- Monthly | TAB-Routine Work Area 6 | TAB-RTE-WA6 | 19000000 | TAB-ACC-P-9004 | Inspection of VFD Cabinet Fan and cleaning MT Bldg for
TAB-ACC-03 | 27 | Inspection of VFD Cabinet Fan and cleaning; M&T Bldg- Monthly | TAB-Routine Work Area 6 | TAB-RTE-WA6 | 10000000 | TAB-ACC-P-8001 | Inspection of VFD Cabinet Fan and cleaning MT Bldg for
TAB-ACC-03 | 27 | Inspection of VFD Cabinet Fan and cleaning; M&T Bldg- Monthly | TAB-Routine Work Area 6 | TAB-RTE-WA6 | 20000000 | TAB-ACC-FN-9301 | Inspection of VFD Cabinet Fan and cleaning MT Bldg for
TAB-ACC-03 | 27 | Inspection of VFD Cabinet Fan and cleaning; M&T Bldg- Monthly | TAB-Routine Work Area 6 | TAB-RTE-WA6 | 18000000 | TAB-ACC-P-9003 | Inspection of VFD Cabinet Fan and cleaning MT Bldg for
TAB-ACC-03 | 35 | Verify the pressure alarm circuit operation- Yearly | TAB-Routine Work Area 6 | TAB-RTE-WA6 | 1000000 | TAB-DIG-PIT-7551 | Verify the pressure alarm circuit operation to for
TAB-ACC-03 | 35 | Verify the pressure alarm circuit operation- Yearly | TAB-Routine Work Area 6 | TAB-RTE-WA6 | 2000000 | TAB-DIG-PIT-7558 | Verify the pressure alarm circuit operation to for
TAB-ACC-03 | 35 | Verify the pressure alarm circuit operation- Yearly | TAB-Routine Work Area 6 | TAB-RTE-WA6 | 3000000 | TAB-NGS-PIT-7529 | Verify the pressure alarm circuit operation to for
TAB-ACC-03 | 36 | OPS AHU Smoke detector Inspection- 6 Months | TAB-Routine Work Area 6 | TAB-RTE-WA6 | 2000000 | TAB-ACC-ASH-3671 | OPS AHU Smoke detector Inspection 6 Months for
TAB-ACC-03 | 36 | OPS AHU Smoke detector Inspection- 6 Months | TAB-Routine Work Area 6 | TAB-RTE-WA6 | 1000000 | TAB-ACC-ASH-3661 | OPS AHU Smoke detector Inspection 6 Months for
TAB-ACC-03 | 36 | OPS AHU Smoke detector Inspection- 6 Months | TAB-Routine Work Area 6 | TAB-RTE-WA6 | 3000000 | TAB-ACC-ASH-3681 | OPS AHU Smoke detector Inspection 6 Months for
TAB-ACC-03 | 37 | Every 2 years UV Lamp Replacement | FILTER, UV, AIR QUALITY CONTROL,SECOND FLOOR ADMIN BUILDING | TAB-ACC-F-3603 | 1000000 | TAB-ACC-F-3603 | Replace UV Lamp for
TAB-ACC-03 | 37 | Every 2 years UV Lamp Replacement | FILTER, UV, AIR QUALITY CONTROL,SECOND FLOOR ADMIN BUILDING | TAB-ACC-F-3603 | 2000000 | TAB-ACC-F-3604 | Replace UV Lamp for
TAB-ACC-03 | 41 | Dig 9-12 Inspection of Flow Switch - 6 Months | TAB-Routine Work Area 6 | TAB-RTE-WA6 | 1000000 | TAB-ACC-FSL-6301 | Dig 912 Inspection of Flow Switch 6 Months for
TAB-ACC-03 | 41 | Dig 9-12 Inspection of Flow Switch - 6 Months | TAB-Routine Work Area 6 | TAB-RTE-WA6 | 4000000 | TAB-ACC-FSL-6304 | Dig 912 Inspection of Flow Switch 6 Months for
TAB-ACC-03 | 41 | Dig 9-12 Inspection of Flow Switch - 6 Months | TAB-Routine Work Area 6 | TAB-RTE-WA6 | 2000000 | TAB-ACC-FSL-6302 | Dig 912 Inspection of Flow Switch 6 Months for
TAB-ACC-03 | 41 | Dig 9-12 Inspection of Flow Switch - 6 Months | TAB-Routine Work Area 6 | TAB-RTE-WA6 | 5000000 | TAB-ACC-FSL-6305 | Dig 912 Inspection of Flow Switch 6 Months for
TAB-ACC-03 | 41 | Dig 9-12 Inspection of Flow Switch - 6 Months | TAB-Routine Work Area 6 | TAB-RTE-WA6 | 3000000 | TAB-ACC-FSL-6303 | Dig 912 Inspection of Flow Switch 6 Months for
TAB-ACC-03 | 41 | Dig 9-12 Inspection of Flow Switch - 6 Months | TAB-Routine Work Area 6 | TAB-RTE-WA6 | 6000000 | TAB-ACC-FSL-6306 | Dig 912 Inspection of Flow Switch 6 Months for
TAB-ACC-03 | 41 | Dig 9-12 Inspection of Flow Switch - 6 Months | TAB-Routine Work Area 6 | TAB-RTE-WA6 | 8000000 | TAB-ACC-FSL-6308 | Dig 912 Inspection of Flow Switch 6 Months for
TAB-ACC-03 | 41 | Dig 9-12 Inspection of Flow Switch - 6 Months | TAB-Routine Work Area 6 | TAB-RTE-WA6 | 7000000 | TAB-ACC-FSL-6307 | Dig 912 Inspection of Flow Switch 6 Months for
TAB-ACC-03 | 41 | Dig 9-12 Inspection of Flow Switch - 6 Months | TAB-Routine Work Area 6 | TAB-RTE-WA6 | 12000000 | TAB-ACC-FSL-6312 | Dig 912 Inspection of Flow Switch 6 Months for
TAB-ACC-03 | 41 | Dig 9-12 Inspection of Flow Switch - 6 Months | TAB-Routine Work Area 6 | TAB-RTE-WA6 | 9000000 | TAB-ACC-FSL-6309 | Dig 912 Inspection of Flow Switch 6 Months for
TAB-ACC-03 | 41 | Dig 9-12 Inspection of Flow Switch - 6 Months | TAB-Routine Work Area 6 | TAB-RTE-WA6 | 13000000 | TAB-RTE-WA6 | Dig 912 Inspection of Flow Switch 6 Months for
TAB-ACC-03 | 41 | Dig 9-12 Inspection of Flow Switch - 6 Months | TAB-Routine Work Area 6 | TAB-RTE-WA6 | 10000000 | TAB-ACC-FSL-6310 | Dig 912 Inspection of Flow Switch 6 Months for
TAB-ACC-03 | 41 | Dig 9-12 Inspection of Flow Switch - 6 Months | TAB-Routine Work Area 6 | TAB-RTE-WA6 | 16000000 | TAB-ACC-FSL-6322 | Dig 912 Inspection of Flow Switch 6 Months for
TAB-ACC-03 | 41 | Dig 9-12 Inspection of Flow Switch - 6 Months | TAB-Routine Work Area 6 | TAB-RTE-WA6 | 11000000 | TAB-ACC-FSL-6311 | Dig 912 Inspection of Flow Switch 6 Months for
TAB-ACC-03 | 41 | Dig 9-12 Inspection of Flow Switch - 6 Months | TAB-Routine Work Area 6 | TAB-RTE-WA6 | 17000000 | TAB-ACC-FSL-6323 | Dig 912 Inspection of Flow Switch 6 Months for
TAB-ACC-03 | 41 | Dig 9-12 Inspection of Flow Switch - 6 Months | TAB-Routine Work Area 6 | TAB-RTE-WA6 | 14000000 | TAB-ACC-FSL-6320 | Dig 912 Inspection of Flow Switch 6 Months for
TAB-ACC-03 | 41 | Dig 9-12 Inspection of Flow Switch - 6 Months | TAB-Routine Work Area 6 | TAB-RTE-WA6 | 15000000 | TAB-ACC-FSL-6321 | Dig 912 Inspection of Flow Switch 6 Months for
TAB-AER-01 | 5 | #2 Aeration Tank TSS/pH/Temp Sensor Cleaning- Bi-Weekly | Aeration Tank 02 | TAB-STR-T-0200 | 2000000 | TAB-STR-AIT-0282 | 2 Aeration Tank TSSpHTemp Sensor Cleaning BiWeekly for
TAB-AER-01 | 5 | #2 Aeration Tank TSS/pH/Temp Sensor Cleaning- Bi-Weekly | Aeration Tank 02 | TAB-STR-T-0200 | 1000000 | TAB-STR-AIT-0281 | 2 Aeration Tank TSSpHTemp Sensor Cleaning BiWeekly for
TAB-AER-01 | 5 | #2 Aeration Tank TSS/pH/Temp Sensor Cleaning- Bi-Weekly | Aeration Tank 02 | TAB-STR-T-0200 | 3000000 | TAB-STR-AIT-0293 | 2 Aeration Tank TSSpHTemp Sensor Cleaning BiWeekly for
TAB-AER-01 | 5 | #2 Aeration Tank TSS/pH/Temp Sensor Cleaning- Bi-Weekly | Aeration Tank 02 | TAB-STR-T-0200 | 4000000 | TAB-STR-AIT-0294 | 2 Aeration Tank TSSpHTemp Sensor Cleaning BiWeekly for
TAB-AER-01 | 6 | Valve Exercise and Inspection- Quarterly | Aeration Tank 02 | TAB-STR-T-0200 | 1000000 | TAB-STR-V-0205 | Valve Exercise and Inspection Quarterly for
TAB-AER-01 | 6 | Valve Exercise and Inspection- Quarterly | Aeration Tank 02 | TAB-STR-T-0200 | 4000000 | TAB-STR-V-0208 | Valve Exercise and Inspection Quarterly for
TAB-AER-01 | 6 | Valve Exercise and Inspection- Quarterly | Aeration Tank 02 | TAB-STR-T-0200 | 2000000 | TAB-STR-V-0206 | Valve Exercise and Inspection Quarterly for
TAB-AER-01 | 6 | Valve Exercise and Inspection- Quarterly | Aeration Tank 02 | TAB-STR-T-0200 | 5000000 | TAB-STR-V-0209 | Valve Exercise and Inspection Quarterly for
TAB-AER-01 | 6 | Valve Exercise and Inspection- Quarterly | Aeration Tank 02 | TAB-STR-T-0200 | 3000000 | TAB-STR-V-0207 | Valve Exercise and Inspection Quarterly for
TAB-AER-01 | 6 | Valve Exercise and Inspection- Quarterly | Aeration Tank 02 | TAB-STR-T-0200 | 10000000 | TAB-STR-V-0214 | Valve Exercise and Inspection Quarterly for
TAB-AER-01 | 6 | Valve Exercise and Inspection- Quarterly | Aeration Tank 02 | TAB-STR-T-0200 | 6000000 | TAB-STR-V-0210 | Valve Exercise and Inspection Quarterly for
TAB-AER-01 | 6 | Valve Exercise and Inspection- Quarterly | Aeration Tank 02 | TAB-STR-T-0200 | 11000000 | TAB-STR-V-0215 | Valve Exercise and Inspection Quarterly for
TAB-AER-01 | 6 | Valve Exercise and Inspection- Quarterly | Aeration Tank 02 | TAB-STR-T-0200 | 7000000 | TAB-STR-V-0211 | Valve Exercise and Inspection Quarterly for
TAB-AER-01 | 6 | Valve Exercise and Inspection- Quarterly | Aeration Tank 02 | TAB-STR-T-0200 | 13000000 | TAB-STR-V-0217 | Valve Exercise and Inspection Quarterly for
TAB-AER-01 | 6 | Valve Exercise and Inspection- Quarterly | Aeration Tank 02 | TAB-STR-T-0200 | 8000000 | TAB-STR-V-0212 | Valve Exercise and Inspection Quarterly for
TAB-AER-01 | 6 | Valve Exercise and Inspection- Quarterly | Aeration Tank 02 | TAB-STR-T-0200 | 16000000 | TAB-STR-V-0220 | Valve Exercise and Inspection Quarterly for
TAB-AER-01 | 6 | Valve Exercise and Inspection- Quarterly | Aeration Tank 02 | TAB-STR-T-0200 | 9000000 | TAB-STR-V-0213 | Valve Exercise and Inspection Quarterly for
TAB-AER-01 | 6 | Valve Exercise and Inspection- Quarterly | Aeration Tank 02 | TAB-STR-T-0200 | 18000000 | TAB-STR-V-0222 | Valve Exercise and Inspection Quarterly for
TAB-AER-01 | 6 | Valve Exercise and Inspection- Quarterly | Aeration Tank 02 | TAB-STR-T-0200 | 12000000 | TAB-STR-V-0216 | Valve Exercise and Inspection Quarterly for
TAB-AER-01 | 6 | Valve Exercise and Inspection- Quarterly | Aeration Tank 02 | TAB-STR-T-0200 | 21000000 | TAB-STR-V-0225 | Valve Exercise and Inspection Quarterly for
TAB-AER-01 | 6 | Valve Exercise and Inspection- Quarterly | Aeration Tank 02 | TAB-STR-T-0200 | 14000000 | TAB-STR-V-0218 | Valve Exercise and Inspection Quarterly for
TAB-AER-01 | 6 | Valve Exercise and Inspection- Quarterly | Aeration Tank 02 | TAB-STR-T-0200 | 23000000 | TAB-STR-V-0227 | Valve Exercise and Inspection Quarterly for
TAB-AER-01 | 6 | Valve Exercise and Inspection- Quarterly | Aeration Tank 02 | TAB-STR-T-0200 | 15000000 | TAB-STR-V-0219 | Valve Exercise and Inspection Quarterly for
TAB-AER-01 | 6 | Valve Exercise and Inspection- Quarterly | Aeration Tank 02 | TAB-STR-T-0200 | 24000000 | TAB-STR-V-0228 | Valve Exercise and Inspection Quarterly for
TAB-AER-01 | 6 | Valve Exercise and Inspection- Quarterly | Aeration Tank 02 | TAB-STR-T-0200 | 17000000 | TAB-STR-V-0221 | Valve Exercise and Inspection Quarterly for
TAB-AER-01 | 6 | Valve Exercise and Inspection- Quarterly | Aeration Tank 02 | TAB-STR-T-0200 | 27000000 | TAB-STR-V-0240 | Valve Exercise and Inspection Quarterly for
TAB-AER-01 | 6 | Valve Exercise and Inspection- Quarterly | Aeration Tank 02 | TAB-STR-T-0200 | 19000000 | TAB-STR-V-0223 | Valve Exercise and Inspection Quarterly for
TAB-AER-01 | 6 | Valve Exercise and Inspection- Quarterly | Aeration Tank 02 | TAB-STR-T-0200 | 32000000 | TAB-STR-V-0245 | Valve Exercise and Inspection Quarterly for
TAB-AER-01 | 6 | Valve Exercise and Inspection- Quarterly | Aeration Tank 02 | TAB-STR-T-0200 | 20000000 | TAB-STR-V-0224 | Valve Exercise and Inspection Quarterly for
TAB-AER-01 | 6 | Valve Exercise and Inspection- Quarterly | Aeration Tank 02 | TAB-STR-T-0200 | 33000000 | TAB-STR-V-0246 | Valve Exercise and Inspection Quarterly for
TAB-AER-01 | 6 | Valve Exercise and Inspection- Quarterly | Aeration Tank 02 | TAB-STR-T-0200 | 22000000 | TAB-STR-V-0226 | Valve Exercise and Inspection Quarterly for
TAB-AER-01 | 6 | Valve Exercise and Inspection- Quarterly | Aeration Tank 02 | TAB-STR-T-0200 | 35000000 | TAB-STR-V-0248 | Valve Exercise and Inspection Quarterly for
TAB-AER-01 | 6 | Valve Exercise and Inspection- Quarterly | Aeration Tank 02 | TAB-STR-T-0200 | 25000000 | TAB-STR-V-0229 | Valve Exercise and Inspection Quarterly for
TAB-AER-01 | 6 | Valve Exercise and Inspection- Quarterly | Aeration Tank 02 | TAB-STR-T-0200 | 37000000 | TAB-STR-V-0250 | Valve Exercise and Inspection Quarterly for
TAB-AER-01 | 6 | Valve Exercise and Inspection- Quarterly | Aeration Tank 02 | TAB-STR-T-0200 | 26000000 | TAB-STR-V-0239 | Valve Exercise and Inspection Quarterly for
TAB-AER-01 | 6 | Valve Exercise and Inspection- Quarterly | Aeration Tank 02 | TAB-STR-T-0200 | 40000000 | TAB-STR-V-0253 | Valve Exercise and Inspection Quarterly for
TAB-AER-01 | 6 | Valve Exercise and Inspection- Quarterly | Aeration Tank 02 | TAB-STR-T-0200 | 28000000 | TAB-STR-V-0241 | Valve Exercise and Inspection Quarterly for
TAB-AER-01 | 6 | Valve Exercise and Inspection- Quarterly | Aeration Tank 02 | TAB-STR-T-0200 | 42000000 | TAB-STR-V-0255 | Valve Exercise and Inspection Quarterly for
TAB-AER-01 | 6 | Valve Exercise and Inspection- Quarterly | Aeration Tank 02 | TAB-STR-T-0200 | 29000000 | TAB-STR-V-0242 | Valve Exercise and Inspection Quarterly for
TAB-AER-01 | 6 | Valve Exercise and Inspection- Quarterly | Aeration Tank 02 | TAB-STR-T-0200 | 43000000 | TAB-STR-V-0256 | Valve Exercise and Inspection Quarterly for
TAB-AER-01 | 6 | Valve Exercise and Inspection- Quarterly | Aeration Tank 02 | TAB-STR-T-0200 | 30000000 | TAB-STR-V-0243 | Valve Exercise and Inspection Quarterly for
TAB-AER-01 | 6 | Valve Exercise and Inspection- Quarterly | Aeration Tank 02 | TAB-STR-T-0200 | 44000000 | TAB-STR-V-0257 | Valve Exercise and Inspection Quarterly for
TAB-AER-01 | 6 | Valve Exercise and Inspection- Quarterly | Aeration Tank 02 | TAB-STR-T-0200 | 31000000 | TAB-STR-V-0244 | Valve Exercise and Inspection Quarterly for
TAB-AER-01 | 6 | Valve Exercise and Inspection- Quarterly | Aeration Tank 02 | TAB-STR-T-0200 | 45000000 | TAB-STR-V-0258 | Valve Exercise and Inspection Quarterly for
TAB-AER-01 | 6 | Valve Exercise and Inspection- Quarterly | Aeration Tank 02 | TAB-STR-T-0200 | 34000000 | TAB-STR-V-0247 | Valve Exercise and Inspection Quarterly for
TAB-AER-01 | 6 | Valve Exercise and Inspection- Quarterly | Aeration Tank 02 | TAB-STR-T-0200 | 49000000 | TAB-STR-V-0266 | Valve Exercise and Inspection Quarterly for
TAB-AER-01 | 6 | Valve Exercise and Inspection- Quarterly | Aeration Tank 02 | TAB-STR-T-0200 | 36000000 | TAB-STR-V-0249 | Valve Exercise and Inspection Quarterly for
TAB-AER-01 | 6 | Valve Exercise and Inspection- Quarterly | Aeration Tank 02 | TAB-STR-T-0200 | 38000000 | TAB-STR-V-0251 | Valve Exercise and Inspection Quarterly for
TAB-AER-01 | 6 | Valve Exercise and Inspection- Quarterly | Aeration Tank 02 | TAB-STR-T-0200 | 39000000 | TAB-STR-V-0252 | Valve Exercise and Inspection Quarterly for
TAB-AER-01 | 6 | Valve Exercise and Inspection- Quarterly | Aeration Tank 02 | TAB-STR-T-0200 | 41000000 | TAB-STR-V-0254 | Valve Exercise and Inspection Quarterly for
TAB-AER-01 | 6 | Valve Exercise and Inspection- Quarterly | Aeration Tank 02 | TAB-STR-T-0200 | 46000000 | TAB-STR-V-0259 | Valve Exercise and Inspection Quarterly for
TAB-AER-01 | 6 | Valve Exercise and Inspection- Quarterly | Aeration Tank 02 | TAB-STR-T-0200 | 47000000 | TAB-STR-V-0260 | Valve Exercise and Inspection Quarterly for
TAB-AER-01 | 6 | Valve Exercise and Inspection- Quarterly | Aeration Tank 02 | TAB-STR-T-0200 | 48000000 | TAB-STR-V-0265 | Valve Exercise and Inspection Quarterly for
TAB-AER-01 | 6 | Valve Exercise and Inspection- Quarterly | Aeration Tank 02 | TAB-STR-T-0200 | 50000000 | TAB-STR-V-0267 | Valve Exercise and Inspection Quarterly for
TAB-AER-01 | 6 | Valve Exercise and Inspection- Quarterly | Aeration Tank 02 | TAB-STR-T-0200 | 51000000 | TAB-STR-V-0275 | Valve Exercise and Inspection Quarterly for
TAB-AER-01 | 6 | Valve Exercise and Inspection- Quarterly | Aeration Tank 02 | TAB-STR-T-0200 | 52000000 | TAB-STR-V-0276 | Valve Exercise and Inspection Quarterly for
TAB-AER-01 | 6 | Valve Exercise and Inspection- Quarterly | Aeration Tank 02 | TAB-STR-T-0200 | 53000000 | TAB-STR-V-0277 | Valve Exercise and Inspection Quarterly for
TAB-AER-01 | 7 | Aer. Tank 2 RAS Knife Gate Valve Inspection- 6 Months | TAB-Routine Work Area 2 | TAB-RTE-WA2 | 1000000 | TAB-STR-V-1201 | Aer Tank 2 RAS Knife Gate Valve Inspection 6 Months for
TAB-AER-01 | 7 | Aer. Tank 2 RAS Knife Gate Valve Inspection- 6 Months | TAB-Routine Work Area 2 | TAB-RTE-WA2 | 2000000 | TAB-STR-V-1202 | Aer Tank 2 RAS Knife Gate Valve Inspection 6 Months for
TAB-AER-02 | 7 | Verification Check Of The Aeration Air Flow Meter- 2 Years | Aeration Tank 01 | TAB-AER-T-0100 | 1000000 | TAB-STR-FIT-6001A | Verification check of the aeration air flow meter
TAB-AER-02 | 7 | Verification Check Of The Aeration Air Flow Meter- 2 Years | Aeration Tank 01 | TAB-AER-T-0100 | 2000000 | TAB-STR-FIT-6001B | Verification check of the aeration air flow meter
TAB-AER-02 | 7 | Verification Check Of The Aeration Air Flow Meter- 2 Years | Aeration Tank 01 | TAB-AER-T-0100 | 3000000 | TAB-STR-FIT-6001C | Verification check of the aeration air flow meter
TAB-AER-02 | 7 | Verification Check Of The Aeration Air Flow Meter- 2 Years | Aeration Tank 01 | TAB-AER-T-0100 | 4000000 | TAB-STR-FIT-6001D | Verification check of the aeration air flow meter
TAB-AER-02 | 7 | Verification Check Of The Aeration Air Flow Meter- 2 Years | Aeration Tank 03 | TAB-AER-T-0300 | 1000000 | TAB-STR-FIT-6003A | Verification check of the aeration air flow meter
TAB-AER-02 | 7 | Verification Check Of The Aeration Air Flow Meter- 2 Years | Aeration Tank 03 | TAB-AER-T-0300 | 2000000 | TAB-STR-FIT-6003B | Verification check of the aeration air flow meter
TAB-AER-02 | 7 | Verification Check Of The Aeration Air Flow Meter- 2 Years | Aeration Tank 03 | TAB-AER-T-0300 | 3000000 | TAB-STR-FIT-6003C | Verification check of the aeration air flow meter
TAB-AER-02 | 7 | Verification Check Of The Aeration Air Flow Meter- 2 Years | Aeration Tank 03 | TAB-AER-T-0300 | 4000000 | TAB-STR-FIT-6003D | Verification check of the aeration air flow meter
TAB-AER-02 | 7 | Verification Check Of The Aeration Air Flow Meter- 2 Years | Aeration Tank 04 | TAB-AER-T-0400 | 2000000 | TAB-STR-FIT-6001A | Verification check of the aeration air flow meter
TAB-AER-02 | 7 | Verification Check Of The Aeration Air Flow Meter- 2 Years | Aeration Tank 04 | TAB-AER-T-0400 | 3000000 | TAB-STR-FIT-6004C | Verification check of the aeration air flow meter
TAB-AER-02 | 7 | Verification Check Of The Aeration Air Flow Meter- 2 Years | Aeration Tank 04 | TAB-AER-T-0400 | 1000000 | TAB-STR-FIT-6001A | Verification check of the aeration air flow meter
TAB-AER-02 | 7 | Verification Check Of The Aeration Air Flow Meter- 2 Years | Aeration Tank 04 | TAB-AER-T-0400 | 4000000 | TAB-STR-FIT-6004D | Verification check of the aeration air flow meter
TAB-AER-02 | 7 | Verification Check Of The Aeration Air Flow Meter- 2 Years | Aeration Tank 05 | TAB-AER-T-0500 | 3000000 | TAB-STR-FIT-6005C | Verification check of the aeration air flow meter
TAB-AER-02 | 7 | Verification Check Of The Aeration Air Flow Meter- 2 Years | Aeration Tank 05 | TAB-AER-T-0500 | 1000000 | TAB-STR-FIT-6005A | Verification check of the aeration air flow meter
TAB-AER-02 | 7 | Verification Check Of The Aeration Air Flow Meter- 2 Years | Aeration Tank 05 | TAB-AER-T-0500 | 4000000 | TAB-STR-FIT-6005D | Verification check of the aeration air flow meter
TAB-AER-02 | 7 | Verification Check Of The Aeration Air Flow Meter- 2 Years | Aeration Tank 05 | TAB-AER-T-0500 | 2000000 | TAB-STR-FIT-6005B | Verification check of the aeration air flow meter
TAB-AER-02 | 7 | Verification Check Of The Aeration Air Flow Meter- 2 Years | Aeration Tank 06 | TAB-AER-T-0600 | 1000000 | TAB-STR-FIT-6006A | Verification check of the aeration air flow meter
TAB-AER-02 | 7 | Verification Check Of The Aeration Air Flow Meter- 2 Years | Aeration Tank 06 | TAB-AER-T-0600 | 2000000 | TAB-STR-FIT-6006B | Verification check of the aeration air flow meter
TAB-AER-02 | 7 | Verification Check Of The Aeration Air Flow Meter- 2 Years | Aeration Tank 06 | TAB-AER-T-0600 | 3000000 | TAB-STR-FIT-6006C | Verification check of the aeration air flow meter
TAB-AER-02 | 7 | Verification Check Of The Aeration Air Flow Meter- 2 Years | Aeration Tank 06 | TAB-AER-T-0600 | 4000000 | TAB-STR-FIT-6006D | Verification check of the aeration air flow meter
TAB-AER-02 | 7 | Verification Check Of The Aeration Air Flow Meter- 2 Years | Aeration Tank 07 | TAB-AER-T-0700 | 1000000 | TAB-STR-FIT-6007A | Verification check of the aeration air flow meter
TAB-AER-02 | 7 | Verification Check Of The Aeration Air Flow Meter- 2 Years | Aeration Tank 07 | TAB-AER-T-0700 | 2000000 | TAB-STR-FIT-6007B | Verification check of the aeration air flow meter
TAB-AER-02 | 7 | Verification Check Of The Aeration Air Flow Meter- 2 Years | Aeration Tank 07 | TAB-AER-T-0700 | 3000000 | TAB-STR-FIT-6007C | Verification check of the aeration air flow meter
TAB-AER-02 | 7 | Verification Check Of The Aeration Air Flow Meter- 2 Years | Aeration Tank 07 | TAB-AER-T-0700 | 4000000 | TAB-STR-FIT-6007D | Verification check of the aeration air flow meter
TAB-AER-02 | 7 | Verification Check Of The Aeration Air Flow Meter- 2 Years | Aeration Tank 08 | TAB-AER-T-0800 | 2000000 | TAB-STR-FIT-6008B | Verification check of the aeration air flow meter
TAB-AER-02 | 7 | Verification Check Of The Aeration Air Flow Meter- 2 Years | Aeration Tank 08 | TAB-AER-T-0800 | 1000000 | TAB-STR-FIT-6008A | Verification check of the aeration air flow meter
TAB-AER-02 | 7 | Verification Check Of The Aeration Air Flow Meter- 2 Years | Aeration Tank 08 | TAB-AER-T-0800 | 3000000 | TAB-STR-FIT-6008C | Verification check of the aeration air flow meter
TAB-AER-02 | 7 | Verification Check Of The Aeration Air Flow Meter- 2 Years | Aeration Tank 08 | TAB-AER-T-0800 | 4000000 | TAB-STR-FIT-6008D | Verification check of the aeration air flow meter
TAB-AER-02 | 7 | Verification Check Of The Aeration Air Flow Meter- 2 Years | Aeration Tank 09 | TAB-AER-T-0900 | 2000000 | TAB-STR-FIT-6009B | Verification check of the aeration air flow meter
TAB-AER-02 | 7 | Verification Check Of The Aeration Air Flow Meter- 2 Years | Aeration Tank 09 | TAB-AER-T-0900 | 1000000 | TAB-STR-FIT-6009A | Verification check of the aeration air flow meter
TAB-AER-02 | 7 | Verification Check Of The Aeration Air Flow Meter- 2 Years | Aeration Tank 09 | TAB-AER-T-0900 | 3000000 | TAB-STR-FIT-6009C | Verification check of the aeration air flow meter
TAB-AER-02 | 7 | Verification Check Of The Aeration Air Flow Meter- 2 Years | Aeration Tank 09 | TAB-AER-T-0900 | 4000000 | TAB-STR-FIT-6009D | Verification check of the aeration air flow meter
TAB-AER-02 | 7 | Verification Check Of The Aeration Air Flow Meter- 2 Years | Aeration Tank 10 | TAB-AER-T-1000 | 1000000 | TAB-STR-FIT-6010A | Verification check of the aeration air flow meter
TAB-AER-02 | 7 | Verification Check Of The Aeration Air Flow Meter- 2 Years | Aeration Tank 10 | TAB-AER-T-1000 | 2000000 | TAB-STR-FIT-6010B | Verification check of the aeration air flow meter
TAB-AER-02 | 7 | Verification Check Of The Aeration Air Flow Meter- 2 Years | Aeration Tank 10 | TAB-AER-T-1000 | 3000000 | TAB-STR-FIT-6010B | Verification check of the aeration air flow meter
TAB-AER-02 | 7 | Verification Check Of The Aeration Air Flow Meter- 2 Years | Aeration Tank 10 | TAB-AER-T-1000 | 4000000 | TAB-STR-FIT-6010C | Verification check of the aeration air flow meter
TAB-AER-02 | 7 | Verification Check Of The Aeration Air Flow Meter- 2 Years | Aeration Tank 11 | TAB-AER-T-1100 | 2000000 | TAB-STR-FIT-6011B | Verification check of the aeration air flow meter
TAB-AER-02 | 7 | Verification Check Of The Aeration Air Flow Meter- 2 Years | Aeration Tank 11 | TAB-AER-T-1100 | 4000000 | TAB-STR-FIT-6011D | Verification check of the aeration air flow meter
TAB-AER-02 | 7 | Verification Check Of The Aeration Air Flow Meter- 2 Years | Aeration Tank 11 | TAB-AER-T-1100 | 1000000 | TAB-STR-FIT-6011A | Verification check of the aeration air flow meter
TAB-AER-02 | 7 | Verification Check Of The Aeration Air Flow Meter- 2 Years | Aeration Tank 11 | TAB-AER-T-1100 | 3000000 | TAB-STR-FIT-6011C | Verification check of the aeration air flow meter
TAB-AER-02 | 7 | Verification Check Of The Aeration Air Flow Meter- 2 Years | Aeration Tank 02 | TAB-STR-T-0200 | 2000000 | TAB-STR-FIT-6002B | Verification check of the aeration air flow meter
TAB-AER-02 | 7 | Verification Check Of The Aeration Air Flow Meter- 2 Years | Aeration Tank 02 | TAB-STR-T-0200 | 4000000 | TAB-STR-FIT-6002D | Verification check of the aeration air flow meter
TAB-AER-02 | 7 | Verification Check Of The Aeration Air Flow Meter- 2 Years | Aeration Tank 02 | TAB-STR-T-0200 | 1000000 | TAB-STR-FIT-6002A | Verification check of the aeration air flow meter
TAB-AER-02 | 7 | Verification Check Of The Aeration Air Flow Meter- 2 Years | Aeration Tank 02 | TAB-STR-T-0200 | 3000000 | TAB-STR-FIT-6002C | Verification check of the aeration air flow meter
TAB-AER-02 | 15 | The Periodical inspection of Aeration Tank Mixer- 3years | Aeration Tank 02 | TAB-STR-T-0200 | 2000000 | TAB-STR-MX-0242 | The Periodical inspection of Aeration Tank Mixer 3years for
TAB-AER-02 | 15 | The Periodical inspection of Aeration Tank Mixer- 3years | Aeration Tank 02 | TAB-STR-T-0200 | 1000000 | TAB-STR-MX-0241 | The Periodical inspection of Aeration Tank Mixer 3years for
TAB-AER-02 | 15 | The Periodical inspection of Aeration Tank Mixer- 3years | Aeration Tank 02 | TAB-STR-T-0200 | 4000000 | TAB-STR-MX-0244 | The Periodical inspection of Aeration Tank Mixer 3years for
TAB-AER-02 | 15 | The Periodical inspection of Aeration Tank Mixer- 3years | Aeration Tank 02 | TAB-STR-T-0200 | 3000000 | TAB-STR-MX-0243 | The Periodical inspection of Aeration Tank Mixer 3years for
TAB-AER-02 | 15 | The Periodical inspection of Aeration Tank Mixer- 3years | Aeration Tank 02 | TAB-STR-T-0200 | 8000000 | TAB-STR-MX-0254 | The Periodical inspection of Aeration Tank Mixer 3years for
TAB-AER-02 | 15 | The Periodical inspection of Aeration Tank Mixer- 3years | Aeration Tank 02 | TAB-STR-T-0200 | 5000000 | TAB-STR-MX-0251 | The Periodical inspection of Aeration Tank Mixer 3years for
TAB-AER-02 | 15 | The Periodical inspection of Aeration Tank Mixer- 3years | Aeration Tank 02 | TAB-STR-T-0200 | 9000000 | TAB-STR-MX-0261 | The Periodical inspection of Aeration Tank Mixer 3years for
TAB-AER-02 | 15 | The Periodical inspection of Aeration Tank Mixer- 3years | Aeration Tank 02 | TAB-STR-T-0200 | 6000000 | TAB-STR-MX-0252 | The Periodical inspection of Aeration Tank Mixer 3years for
TAB-AER-02 | 15 | The Periodical inspection of Aeration Tank Mixer- 3years | Aeration Tank 02 | TAB-STR-T-0200 | 10000000 | TAB-STR-MX-0262 | The Periodical inspection of Aeration Tank Mixer 3years for
TAB-AER-02 | 15 | The Periodical inspection of Aeration Tank Mixer- 3years | Aeration Tank 02 | TAB-STR-T-0200 | 7000000 | TAB-STR-MX-0253 | The Periodical inspection of Aeration Tank Mixer 3years for
TAB-AER-02 | 15 | The Periodical inspection of Aeration Tank Mixer- 3years | Aeration Tank 02 | TAB-STR-T-0200 | 11000000 | TAB-STR-MX-0263 | The Periodical inspection of Aeration Tank Mixer 3years for
TAB-AER-02 | 15 | The Periodical inspection of Aeration Tank Mixer- 3years | Aeration Tank 02 | TAB-STR-T-0200 | 14000000 | TAB-STR-MX-0272 | The Periodical inspection of Aeration Tank Mixer 3years for
TAB-AER-02 | 15 | The Periodical inspection of Aeration Tank Mixer- 3years | Aeration Tank 02 | TAB-STR-T-0200 | 12000000 | TAB-STR-MX-0264 | The Periodical inspection of Aeration Tank Mixer 3years for
TAB-AER-02 | 15 | The Periodical inspection of Aeration Tank Mixer- 3years | Aeration Tank 02 | TAB-STR-T-0200 | 15000000 | TAB-STR-MX-0273 | The Periodical inspection of Aeration Tank Mixer 3years for
TAB-AER-02 | 15 | The Periodical inspection of Aeration Tank Mixer- 3years | Aeration Tank 02 | TAB-STR-T-0200 | 13000000 | TAB-STR-MX-0271 | The Periodical inspection of Aeration Tank Mixer 3years for
TAB-AER-02 | 15 | The Periodical inspection of Aeration Tank Mixer- 3years | Aeration Tank 02 | TAB-STR-T-0200 | 16000000 | TAB-STR-MX-0274 | The Periodical inspection of Aeration Tank Mixer 3years for
TAB-AER-02 | 16 | The Major overhaul of Aeration tank mixer-6 years | Aeration Tank 02 | TAB-STR-T-0200 | 2000000 | TAB-STR-MX-0242 | The Major overhaul of Aeration tank mixer6 years for
TAB-AER-02 | 16 | The Major overhaul of Aeration tank mixer-6 years | Aeration Tank 02 | TAB-STR-T-0200 | 1000000 | TAB-STR-MX-0241 | The Major overhaul of Aeration tank mixer6 years for
TAB-AER-02 | 16 | The Major overhaul of Aeration tank mixer-6 years | Aeration Tank 02 | TAB-STR-T-0200 | 4000000 | TAB-STR-MX-0244 | The Major overhaul of Aeration tank mixer6 years for
TAB-AER-02 | 16 | The Major overhaul of Aeration tank mixer-6 years | Aeration Tank 02 | TAB-STR-T-0200 | 3000000 | TAB-STR-MX-0243 | The Major overhaul of Aeration tank mixer6 years for
TAB-AER-02 | 16 | The Major overhaul of Aeration tank mixer-6 years | Aeration Tank 02 | TAB-STR-T-0200 | 7000000 | TAB-STR-MX-0253 | The Major overhaul of Aeration tank mixer6 years for
TAB-AER-02 | 16 | The Major overhaul of Aeration tank mixer-6 years | Aeration Tank 02 | TAB-STR-T-0200 | 5000000 | TAB-STR-MX-0251 | The Major overhaul of Aeration tank mixer6 years for
TAB-AER-02 | 16 | The Major overhaul of Aeration tank mixer-6 years | Aeration Tank 02 | TAB-STR-T-0200 | 9000000 | TAB-STR-MX-0261 | The Major overhaul of Aeration tank mixer6 years for
TAB-AER-02 | 16 | The Major overhaul of Aeration tank mixer-6 years | Aeration Tank 02 | TAB-STR-T-0200 | 6000000 | TAB-STR-MX-0252 | The Major overhaul of Aeration tank mixer6 years for
TAB-AER-02 | 16 | The Major overhaul of Aeration tank mixer-6 years | Aeration Tank 02 | TAB-STR-T-0200 | 11000000 | TAB-STR-MX-0263 | The Major overhaul of Aeration tank mixer6 years for
TAB-AER-02 | 16 | The Major overhaul of Aeration tank mixer-6 years | Aeration Tank 02 | TAB-STR-T-0200 | 8000000 | TAB-STR-MX-0254 | The Major overhaul of Aeration tank mixer6 years for
TAB-AER-02 | 16 | The Major overhaul of Aeration tank mixer-6 years | Aeration Tank 02 | TAB-STR-T-0200 | 12000000 | TAB-STR-MX-0264 | The Major overhaul of Aeration tank mixer6 years for
TAB-AER-02 | 16 | The Major overhaul of Aeration tank mixer-6 years | Aeration Tank 02 | TAB-STR-T-0200 | 10000000 | TAB-STR-MX-0262 | The Major overhaul of Aeration tank mixer6 years for
TAB-AER-02 | 16 | The Major overhaul of Aeration tank mixer-6 years | Aeration Tank 02 | TAB-STR-T-0200 | 13000000 | TAB-STR-MX-0271 | The Major overhaul of Aeration tank mixer6 years for
TAB-AER-02 | 16 | The Major overhaul of Aeration tank mixer-6 years | Aeration Tank 02 | TAB-STR-T-0200 | 14000000 | TAB-STR-MX-0272 | The Major overhaul of Aeration tank mixer6 years for
TAB-AER-02 | 16 | The Major overhaul of Aeration tank mixer-6 years | Aeration Tank 02 | TAB-STR-T-0200 | 15000000 | TAB-STR-MX-0273 | The Major overhaul of Aeration tank mixer6 years for
TAB-AER-02 | 16 | The Major overhaul of Aeration tank mixer-6 years | Aeration Tank 02 | TAB-STR-T-0200 | 16000000 | TAB-STR-MX-0274 | The Major overhaul of Aeration tank mixer6 years for
TAB-AER-02 | 19 | Vehicle Weekly Inspection | TAB-Routine Work Area 2 | TAB-RTE-WA2 | 2000000 | TAB-GRK-VEH-378306 | Weekly Inspection of Vehicle for
TAB-AER-02 | 19 | Vehicle Weekly Inspection | TAB-Routine Work Area 2 | TAB-RTE-WA2 | 1000000 | TAB-GRK-VEH-378256 | Weekly Inspection of Vehicle for
TAB-AER-02 | 19 | Vehicle Weekly Inspection | TAB-Routine Work Area 2 | TAB-RTE-WA2 | 3000000 | TAB-GRK-VEH-378301 | Weekly Inspection of Vehicle for
TAB-BFP | 3 | Quarterly City Water Backflow Preventer Cleaning and Inspection | TAB-Routine Work Area 7 | TAB-RTE-WA7 | 1000000 | TAB-CW-BFP-0002 | Cleaning and Inspection for
TAB-BFP | 3 | Quarterly City Water Backflow Preventer Cleaning and Inspection | TAB-Routine Work Area 7 | TAB-RTE-WA7 | 2000000 | TAB-CW-BFP-0013 | Cleaning and Inspection for
TAB-BFP | 3 | Quarterly City Water Backflow Preventer Cleaning and Inspection | TAB-Routine Work Area 7 | TAB-RTE-WA7 | 3000000 | TAB-CW-BFP-8000 | Cleaning and Inspection for
TAB-BFP | 3 | Quarterly City Water Backflow Preventer Cleaning and Inspection | TAB-Routine Work Area 7 | TAB-RTE-WA7 | 4000000 | TAB-CW-BFP-9000 | Cleaning and Inspection for
TAB-BFP | 3 | Quarterly City Water Backflow Preventer Cleaning and Inspection | TAB-Routine Work Area 7 | TAB-RTE-WA7 | 5000000 | TAB-CW-BFP-0115 | Cleaning and Inspection for
TAB-BFP | 3 | Quarterly City Water Backflow Preventer Cleaning and Inspection | TAB-Routine Work Area 7 | TAB-RTE-WA7 | 6000000 | TAB-CW-BFP-0116 | Cleaning and Inspection for
TAB-BFP | 3 | Quarterly City Water Backflow Preventer Cleaning and Inspection | TAB-Routine Work Area 7 | TAB-RTE-WA7 | 7000000 | TNT-CW-BFP-0014 | Cleaning and Inspection for
TAB-BFP | 3 | Quarterly City Water Backflow Preventer Cleaning and Inspection | TAB-Routine Work Area 7 | TAB-RTE-WA7 | 8000000 | TNT-CW-BFP-0018 | Cleaning and Inspection for
TAB-CBM | 25 | WA7 RTE, IR capture all MCC cells and critical asset panels | WA7 IR route | TAB-WA7-IR-RTE | 1000000 | TAB-EL1-MCC-6594 | Perform an IR capture on all powered cells of this MCC analyze the data prepare report
TAB-CBM | 25 | WA7 RTE, IR capture all MCC cells and critical asset panels | WA7 IR route | TAB-WA7-IR-RTE | 2000000 | TAB-EL2-MCC-6372 | Perform an IR capture on all powered cells of this MCC analyze the data prepare report
TAB-DEW-02 | 6 | Check the Centrifuge Back Drive Gearbox oil- 3 Months | Condition Based Monitoring | TAB-CBM | 3000000 | TAB-DEW-CF-0321 | Oil analysis of the centrifuge back drive gearbox oil for
TAB-DEW-02 | 6 | Check the Centrifuge Back Drive Gearbox oil- 3 Months | Condition Based Monitoring | TAB-CBM | 1000000 | TAB-DEW-CF-0121 | Oil analysis of the centrifuge back drive gearbox oil for
TAB-DEW-02 | 6 | Check the Centrifuge Back Drive Gearbox oil- 3 Months | Condition Based Monitoring | TAB-CBM | 4000000 | TAB-DEW-CF-0421 | Oil analysis of the centrifuge back drive gearbox oil for
TAB-DEW-02 | 6 | Check the Centrifuge Back Drive Gearbox oil- 3 Months | Condition Based Monitoring | TAB-CBM | 2000000 | TAB-DEW-CF-0221 | Oil analysis of the centrifuge back drive gearbox oil for
TAB-DEW-02 | 6 | Check the Centrifuge Back Drive Gearbox oil- 3 Months | Condition Based Monitoring | TAB-CBM | 5000000 | TAB-DEW-CF-0521 | Oil analysis of the centrifuge back drive gearbox oil for
TAB-DEW-02 | 6 | Check the Centrifuge Back Drive Gearbox oil- 3 Months | Condition Based Monitoring | TAB-CBM | 6000000 | TAB-DEW-CF-0621 | Oil analysis of the centrifuge back drive gearbox oil for
TAB-DEW-02 | 6 | Check the Centrifuge Back Drive Gearbox oil- 3 Months | Condition Based Monitoring | TAB-CBM | 7000000 | TAB-DEW-CF-0721 | Oil analysis of the centrifuge back drive gearbox oil for
TAB-DEW-02 | 6 | Check the Centrifuge Back Drive Gearbox oil- 3 Months | Condition Based Monitoring | TAB-CBM | 9000000 | TAB-DEW-CF-0921 | Oil analysis of the centrifuge back drive gearbox oil for
TAB-DEW-02 | 6 | Check the Centrifuge Back Drive Gearbox oil- 3 Months | Condition Based Monitoring | TAB-CBM | 8000000 | TAB-DEW-CF-0821 | Oil analysis of the centrifuge back drive gearbox oil for
TAB-DEW-02 | 6 | Check the Centrifuge Back Drive Gearbox oil- 3 Months | Condition Based Monitoring | TAB-CBM | 10000000 | TAB-DEW-CF-1021 | Oil analysis of the centrifuge back drive gearbox oil for
TAB-DEW-02 | 6 | Check the Centrifuge Back Drive Gearbox oil- 3 Months | Condition Based Monitoring | TAB-CBM | 11000000 | TAB-DEW-CF-1121 | Oil analysis of the centrifuge back drive gearbox oil for
TAB-DEW-02 | 6 | Check the Centrifuge Back Drive Gearbox oil- 3 Months | Condition Based Monitoring | TAB-CBM | 12000000 | TAB-DEW-CF-1221 | Oil analysis of the centrifuge back drive gearbox oil for
TAB-DEW-02 | 9 | Replace the Centrifuge main motor bearing automatic greaser-Yearly | Motor, AC, Centrifuge #1 | TAB-DEW-M-0121 | 1000000 | TAB-DEW-M-0121 | Replace the centrifuge main motor bearing automatic greaser for
TAB-DEW-02 | 9 | Replace the Centrifuge main motor bearing automatic greaser-Yearly | Motor, AC, Centrifuge #1 | TAB-DEW-M-0121 | 2000000 | TAB-DEW-M-0221 | Replace the centrifuge main motor bearing automatic greaser for
TAB-DEW-02 | 9 | Replace the Centrifuge main motor bearing automatic greaser-Yearly | Motor, AC, Centrifuge #1 | TAB-DEW-M-0121 | 4000000 | TAB-DEW-M-0421 | Replace the centrifuge main motor bearing automatic greaser for
TAB-DEW-02 | 9 | Replace the Centrifuge main motor bearing automatic greaser-Yearly | Motor, AC, Centrifuge #1 | TAB-DEW-M-0121 | 3000000 | TAB-DEW-M-0321 | Replace the centrifuge main motor bearing automatic greaser for
TAB-DEW-02 | 9 | Replace the Centrifuge main motor bearing automatic greaser-Yearly | Motor, AC, Centrifuge #1 | TAB-DEW-M-0121 | 10000000 | TAB-DEW-M-1021 | Replace the centrifuge main motor bearing automatic greaser for
TAB-DEW-02 | 9 | Replace the Centrifuge main motor bearing automatic greaser-Yearly | Motor, AC, Centrifuge #1 | TAB-DEW-M-0121 | 5000000 | TAB-DEW-M-0521 | Replace the centrifuge main motor bearing automatic greaser for
TAB-DEW-02 | 9 | Replace the Centrifuge main motor bearing automatic greaser-Yearly | Motor, AC, Centrifuge #1 | TAB-DEW-M-0121 | 6000000 | TAB-DEW-M-0621 | Replace the centrifuge main motor bearing automatic greaser for
TAB-DEW-02 | 9 | Replace the Centrifuge main motor bearing automatic greaser-Yearly | Motor, AC, Centrifuge #1 | TAB-DEW-M-0121 | 7000000 | TAB-DEW-M-0721 | Replace the centrifuge main motor bearing automatic greaser for
TAB-DEW-02 | 9 | Replace the Centrifuge main motor bearing automatic greaser-Yearly | Motor, AC, Centrifuge #1 | TAB-DEW-M-0121 | 8000000 | TAB-DEW-M-0821 | Replace the centrifuge main motor bearing automatic greaser for
TAB-DEW-02 | 9 | Replace the Centrifuge main motor bearing automatic greaser-Yearly | Motor, AC, Centrifuge #1 | TAB-DEW-M-0121 | 9000000 | TAB-DEW-M-0921 | Replace the centrifuge main motor bearing automatic greaser for
TAB-DEW-02 | 9 | Replace the Centrifuge main motor bearing automatic greaser-Yearly | Motor, AC, Centrifuge #1 | TAB-DEW-M-0121 | 11000000 | TAB-DEW-M-1121 | Replace the centrifuge main motor bearing automatic greaser for
TAB-DEW-02 | 9 | Replace the Centrifuge main motor bearing automatic greaser-Yearly | Motor, AC, Centrifuge #1 | TAB-DEW-M-0121 | 12000000 | TAB-DEW-M-1221 | Replace the centrifuge main motor bearing automatic greaser for
TAB-DEW-02 | 25 | Sludge Feed to Centrifuge Valve Exercise and Lubrication routine - Monthly | TAB-Routine Work Area 3 | TAB-RTE-WA3 | 1000000 | TAB-DEW-V-0120 | Lubricate and Exercise Valve
TAB-DEW-02 | 25 | Sludge Feed to Centrifuge Valve Exercise and Lubrication routine - Monthly | TAB-Routine Work Area 3 | TAB-RTE-WA3 | 4000000 | TAB-DEW-V-0420 | Lubricate and Exercise Valve
TAB-DEW-02 | 25 | Sludge Feed to Centrifuge Valve Exercise and Lubrication routine - Monthly | TAB-Routine Work Area 3 | TAB-RTE-WA3 | 2000000 | TAB-DEW-V-0220 | Lubricate and Exercise Valve
TAB-DEW-02 | 25 | Sludge Feed to Centrifuge Valve Exercise and Lubrication routine - Monthly | TAB-Routine Work Area 3 | TAB-RTE-WA3 | 6000000 | TAB-DEW-V-0620 | Lubricate and Exercise Valve
TAB-DEW-02 | 25 | Sludge Feed to Centrifuge Valve Exercise and Lubrication routine - Monthly | TAB-Routine Work Area 3 | TAB-RTE-WA3 | 3000000 | TAB-DEW-V-0320 | Lubricate and Exercise Valve
TAB-DEW-02 | 25 | Sludge Feed to Centrifuge Valve Exercise and Lubrication routine - Monthly | TAB-Routine Work Area 3 | TAB-RTE-WA3 | 7000000 | TAB-DEW-V-0720 | Lubricate and Exercise Valve
TAB-DEW-02 | 25 | Sludge Feed to Centrifuge Valve Exercise and Lubrication routine - Monthly | TAB-Routine Work Area 3 | TAB-RTE-WA3 | 5000000 | TAB-DEW-V-0520 | Lubricate and Exercise Valve
TAB-DEW-02 | 25 | Sludge Feed to Centrifuge Valve Exercise and Lubrication routine - Monthly | TAB-Routine Work Area 3 | TAB-RTE-WA3 | 9000000 | TAB-DEW-V-0920 | Lubricate and Exercise Valve
TAB-DEW-02 | 25 | Sludge Feed to Centrifuge Valve Exercise and Lubrication routine - Monthly | TAB-Routine Work Area 3 | TAB-RTE-WA3 | 8000000 | TAB-DEW-V-0820 | Lubricate and Exercise Valve
TAB-DEW-02 | 25 | Sludge Feed to Centrifuge Valve Exercise and Lubrication routine - Monthly | TAB-Routine Work Area 3 | TAB-RTE-WA3 | 13000000 | TAB-DEW-V-0113 | Lubricate and Exercise Valve
TAB-DEW-02 | 25 | Sludge Feed to Centrifuge Valve Exercise and Lubrication routine - Monthly | TAB-Routine Work Area 3 | TAB-RTE-WA3 | 10000000 | TAB-DEW-V-1020 | Lubricate and Exercise Valve
TAB-DEW-02 | 25 | Sludge Feed to Centrifuge Valve Exercise and Lubrication routine - Monthly | TAB-Routine Work Area 3 | TAB-RTE-WA3 | 17000000 | TAB-DEW-V-0214 | Lubricate and Exercise Valve
TAB-DEW-02 | 25 | Sludge Feed to Centrifuge Valve Exercise and Lubrication routine - Monthly | TAB-Routine Work Area 3 | TAB-RTE-WA3 | 11000000 | TAB-DEW-V-1120 | Lubricate and Exercise Valve
TAB-DEW-02 | 25 | Sludge Feed to Centrifuge Valve Exercise and Lubrication routine - Monthly | TAB-Routine Work Area 3 | TAB-RTE-WA3 | 18000000 | TAB-DEW-V-0215 | Lubricate and Exercise Valve
TAB-DEW-02 | 25 | Sludge Feed to Centrifuge Valve Exercise and Lubrication routine - Monthly | TAB-Routine Work Area 3 | TAB-RTE-WA3 | 12000000 | TAB-DEW-V-1220 | Lubricate and Exercise Valve
TAB-DEW-02 | 25 | Sludge Feed to Centrifuge Valve Exercise and Lubrication routine - Monthly | TAB-Routine Work Area 3 | TAB-RTE-WA3 | 19000000 | TAB-DEW-V-0313 | Lubricate and Exercise Valve
TAB-DEW-02 | 25 | Sludge Feed to Centrifuge Valve Exercise and Lubrication routine - Monthly | TAB-Routine Work Area 3 | TAB-RTE-WA3 | 14000000 | TAB-DEW-V-0114 | Lubricate and Exercise Valve
TAB-DEW-02 | 25 | Sludge Feed to Centrifuge Valve Exercise and Lubrication routine - Monthly | TAB-Routine Work Area 3 | TAB-RTE-WA3 | 21000000 | TAB-DEW-V-0315 | Lubricate and Exercise Valve
TAB-DEW-02 | 25 | Sludge Feed to Centrifuge Valve Exercise and Lubrication routine - Monthly | TAB-Routine Work Area 3 | TAB-RTE-WA3 | 15000000 | TAB-DEW-V-0115 | Lubricate and Exercise Valve
TAB-DEW-02 | 25 | Sludge Feed to Centrifuge Valve Exercise and Lubrication routine - Monthly | TAB-Routine Work Area 3 | TAB-RTE-WA3 | 23000000 | TAB-DEW-V-0414 | Lubricate and Exercise Valve
TAB-DEW-02 | 25 | Sludge Feed to Centrifuge Valve Exercise and Lubrication routine - Monthly | TAB-Routine Work Area 3 | TAB-RTE-WA3 | 16000000 | TAB-DEW-V-0213 | Lubricate and Exercise Valve
TAB-DEW-02 | 25 | Sludge Feed to Centrifuge Valve Exercise and Lubrication routine - Monthly | TAB-Routine Work Area 3 | TAB-RTE-WA3 | 25000000 | TAB-DEW-V-0513 | Lubricate and Exercise Valve
TAB-DEW-02 | 25 | Sludge Feed to Centrifuge Valve Exercise and Lubrication routine - Monthly | TAB-Routine Work Area 3 | TAB-RTE-WA3 | 20000000 | TAB-DEW-V-0314 | Lubricate and Exercise Valve
TAB-DEW-02 | 25 | Sludge Feed to Centrifuge Valve Exercise and Lubrication routine - Monthly | TAB-Routine Work Area 3 | TAB-RTE-WA3 | 28000000 | TAB-DEW-V-0613 | Lubricate and Exercise Valve
TAB-DEW-02 | 25 | Sludge Feed to Centrifuge Valve Exercise and Lubrication routine - Monthly | TAB-Routine Work Area 3 | TAB-RTE-WA3 | 22000000 | TAB-DEW-V-0413 | Lubricate and Exercise Valve
TAB-DEW-02 | 25 | Sludge Feed to Centrifuge Valve Exercise and Lubrication routine - Monthly | TAB-Routine Work Area 3 | TAB-RTE-WA3 | 32000000 | TAB-DEW-V-0714 | Lubricate and Exercise Valve
TAB-DEW-02 | 25 | Sludge Feed to Centrifuge Valve Exercise and Lubrication routine - Monthly | TAB-Routine Work Area 3 | TAB-RTE-WA3 | 24000000 | TAB-DEW-V-0415 | Lubricate and Exercise Valve
TAB-DEW-02 | 25 | Sludge Feed to Centrifuge Valve Exercise and Lubrication routine - Monthly | TAB-Routine Work Area 3 | TAB-RTE-WA3 | 36000000 | TAB-DEW-V-0815 | Lubricate and Exercise Valve
TAB-DEW-02 | 25 | Sludge Feed to Centrifuge Valve Exercise and Lubrication routine - Monthly | TAB-Routine Work Area 3 | TAB-RTE-WA3 | 26000000 | TAB-DEW-V-0514 | Lubricate and Exercise Valve
TAB-DEW-02 | 25 | Sludge Feed to Centrifuge Valve Exercise and Lubrication routine - Monthly | TAB-Routine Work Area 3 | TAB-RTE-WA3 | 37000000 | TAB-DEW-V-0913 | Lubricate and Exercise Valve
TAB-DEW-02 | 25 | Sludge Feed to Centrifuge Valve Exercise and Lubrication routine - Monthly | TAB-Routine Work Area 3 | TAB-RTE-WA3 | 27000000 | TAB-DEW-V-0515 | Lubricate and Exercise Valve
TAB-DEW-02 | 25 | Sludge Feed to Centrifuge Valve Exercise and Lubrication routine - Monthly | TAB-Routine Work Area 3 | TAB-RTE-WA3 | 38000000 | TAB-DEW-V-0915 | Lubricate and Exercise Valve
TAB-DEW-02 | 25 | Sludge Feed to Centrifuge Valve Exercise and Lubrication routine - Monthly | TAB-Routine Work Area 3 | TAB-RTE-WA3 | 29000000 | TAB-DEW-V-0614 | Lubricate and Exercise Valve
TAB-DEW-02 | 25 | Sludge Feed to Centrifuge Valve Exercise and Lubrication routine - Monthly | TAB-Routine Work Area 3 | TAB-RTE-WA3 | 40000000 | TAB-DEW-V-1015 | Lubricate and Exercise Valve
TAB-DEW-02 | 25 | Sludge Feed to Centrifuge Valve Exercise and Lubrication routine - Monthly | TAB-Routine Work Area 3 | TAB-RTE-WA3 | 30000000 | TAB-DEW-V-0615 | Lubricate and Exercise Valve
TAB-DEW-02 | 25 | Sludge Feed to Centrifuge Valve Exercise and Lubrication routine - Monthly | TAB-Routine Work Area 3 | TAB-RTE-WA3 | 42000000 | TAB-DEW-V-1115 | Lubricate and Exercise Valve
TAB-DEW-02 | 25 | Sludge Feed to Centrifuge Valve Exercise and Lubrication routine - Monthly | TAB-Routine Work Area 3 | TAB-RTE-WA3 | 31000000 | TAB-DEW-V-0713 | Lubricate and Exercise Valve
TAB-DEW-02 | 25 | Sludge Feed to Centrifuge Valve Exercise and Lubrication routine - Monthly | TAB-Routine Work Area 3 | TAB-RTE-WA3 | 44000000 | TAB-DEW-V-1215 | Lubricate and Exercise Valve
TAB-DEW-02 | 25 | Sludge Feed to Centrifuge Valve Exercise and Lubrication routine - Monthly | TAB-Routine Work Area 3 | TAB-RTE-WA3 | 33000000 | TAB-DEW-V-0715 | Lubricate and Exercise Valve
TAB-DEW-02 | 25 | Sludge Feed to Centrifuge Valve Exercise and Lubrication routine - Monthly | TAB-Routine Work Area 3 | TAB-RTE-WA3 | 34000000 | TAB-DEW-V-0813 | Lubricate and Exercise Valve
TAB-DEW-02 | 25 | Sludge Feed to Centrifuge Valve Exercise and Lubrication routine - Monthly | TAB-Routine Work Area 3 | TAB-RTE-WA3 | 35000000 | TAB-DEW-V-0814 | Lubricate and Exercise Valve
TAB-DEW-02 | 25 | Sludge Feed to Centrifuge Valve Exercise and Lubrication routine - Monthly | TAB-Routine Work Area 3 | TAB-RTE-WA3 | 39000000 | TAB-DEW-V-1013 | Lubricate and Exercise Valve
TAB-DEW-02 | 25 | Sludge Feed to Centrifuge Valve Exercise and Lubrication routine - Monthly | TAB-Routine Work Area 3 | TAB-RTE-WA3 | 41000000 | TAB-DEW-V-1113 | Lubricate and Exercise Valve
TAB-DEW-02 | 25 | Sludge Feed to Centrifuge Valve Exercise and Lubrication routine - Monthly | TAB-Routine Work Area 3 | TAB-RTE-WA3 | 43000000 | TAB-DEW-V-1213 | Lubricate and Exercise Valve
TAB-DEW-02 | 28 | Vehicle Weekly Inspection | TAB-Routine Work Area 3 | TAB-RTE-WA3 | 1000000 | TAB-GRK-VEH-378333 | Weekly Inspection of Vehicle for
TAB-DEW-02 | 28 | Vehicle Weekly Inspection | TAB-Routine Work Area 3 | TAB-RTE-WA3 | 2000000 | TAB-GRK-VEH-378398 | Weekly Inspection of Vehicle for
TAB-DEW-02 | 28 | Vehicle Weekly Inspection | TAB-Routine Work Area 3 | TAB-RTE-WA3 | 3000000 | TAB-GRK-VEH-378272 | Weekly Inspection of Vehicle for
TAB-DEW-02 | 31 | Lubricate and exercise Plug Valves for Sludge Feed to Centrifuge - Weekly | TAB-Routine Work Area 3 | TAB-RTE-WA3 | 1000000 | TAB-DEW-V-0114 | Lubricate and Exercise Actuated Plug Valve for
TAB-DEW-02 | 31 | Lubricate and exercise Plug Valves for Sludge Feed to Centrifuge - Weekly | TAB-Routine Work Area 3 | TAB-RTE-WA3 | 4000000 | TAB-DEW-V-0414 | Lubricate and Exercise Actuated Plug Valve for
TAB-DEW-02 | 31 | Lubricate and exercise Plug Valves for Sludge Feed to Centrifuge - Weekly | TAB-Routine Work Area 3 | TAB-RTE-WA3 | 2000000 | TAB-DEW-V-0214 | Lubricate and Exercise Actuated Plug Valve for
TAB-DEW-02 | 31 | Lubricate and exercise Plug Valves for Sludge Feed to Centrifuge - Weekly | TAB-Routine Work Area 3 | TAB-RTE-WA3 | 5000000 | TAB-DEW-V-0514 | Lubricate and Exercise Actuated Plug Valve for
TAB-DEW-02 | 31 | Lubricate and exercise Plug Valves for Sludge Feed to Centrifuge - Weekly | TAB-Routine Work Area 3 | TAB-RTE-WA3 | 3000000 | TAB-DEW-V-0314 | Lubricate and Exercise Actuated Plug Valve for
TAB-DEW-02 | 31 | Lubricate and exercise Plug Valves for Sludge Feed to Centrifuge - Weekly | TAB-Routine Work Area 3 | TAB-RTE-WA3 | 7000000 | TAB-DEW-V-0714 | Lubricate and Exercise Actuated Plug Valve for
TAB-DEW-02 | 31 | Lubricate and exercise Plug Valves for Sludge Feed to Centrifuge - Weekly | TAB-Routine Work Area 3 | TAB-RTE-WA3 | 6000000 | TAB-DEW-V-0614 | Lubricate and Exercise Actuated Plug Valve for
TAB-DEW-02 | 31 | Lubricate and exercise Plug Valves for Sludge Feed to Centrifuge - Weekly | TAB-Routine Work Area 3 | TAB-RTE-WA3 | 8000000 | TAB-DEW-V-0814 | Lubricate and Exercise Actuated Plug Valve for
TAB-DEW-03 | 12 | Sludge Cake Actuated Valve Check and Exercise - 2 Months | Tank, Dewatered Solids Silo DEW-T-6001 West, DEW Bsmt | TAB-DEW-T-6001 | 1000000 | TAB-DEW-V-6051A | Check and Exercise Actuated Ball Valve for
TAB-DEW-03 | 12 | Sludge Cake Actuated Valve Check and Exercise - 2 Months | Tank, Dewatered Solids Silo DEW-T-6001 West, DEW Bsmt | TAB-DEW-T-6001 | 3000000 | TAB-DEW-V-6051C | Check and Exercise Actuated Ball Valve for
TAB-DEW-03 | 12 | Sludge Cake Actuated Valve Check and Exercise - 2 Months | Tank, Dewatered Solids Silo DEW-T-6001 West, DEW Bsmt | TAB-DEW-T-6001 | 2000000 | TAB-DEW-V-6051B | Check and Exercise Actuated Ball Valve for
TAB-DEW-03 | 12 | Sludge Cake Actuated Valve Check and Exercise - 2 Months | Tank, Dewatered Solids Silo DEW-T-6001 West, DEW Bsmt | TAB-DEW-T-6001 | 4000000 | TAB-DEW-V-6050 | Check and Exercise Actuated Ball Valve for
TAB-DEW-03 | 12 | Sludge Cake Actuated Valve Check and Exercise - 2 Months | Tank, Dewatered Solids Silo DEW-T-6002 West, DEW Bsmt | TAB-DEW-T-6002 | 1000000 | TAB-DEW-V-6056A | Check and Exercise Actuated Ball Valve for
TAB-DEW-03 | 12 | Sludge Cake Actuated Valve Check and Exercise - 2 Months | Tank, Dewatered Solids Silo DEW-T-6002 West, DEW Bsmt | TAB-DEW-T-6002 | 2000000 | TAB-DEW-V-6056B | Check and Exercise Actuated Ball Valve for
TAB-DEW-03 | 12 | Sludge Cake Actuated Valve Check and Exercise - 2 Months | Tank, Dewatered Solids Silo DEW-T-6002 West, DEW Bsmt | TAB-DEW-T-6002 | 3000000 | TAB-DEW-V-6056C | Check and Exercise Actuated Ball Valve for
TAB-DEW-03 | 12 | Sludge Cake Actuated Valve Check and Exercise - 2 Months | Tank, Dewatered Solids Silo DEW-T-6002 West, DEW Bsmt | TAB-DEW-T-6002 | 4000000 | TAB-DEW-V-6055 | Check and Exercise Actuated Ball Valve for
TAB-DEW-03 | 12 | Sludge Cake Actuated Valve Check and Exercise - 2 Months | Tank, Dewatered Solids Silo DEW-T-6003 East, DEW Bsmt | TAB-DEW-T-6003 | 2000000 | TAB-DEW-V-6061B | Check and Exercise Actuated Ball Valve for
TAB-DEW-03 | 12 | Sludge Cake Actuated Valve Check and Exercise - 2 Months | Tank, Dewatered Solids Silo DEW-T-6003 East, DEW Bsmt | TAB-DEW-T-6003 | 3000000 | TAB-DEW-V-6061C | Check and Exercise Actuated Ball Valve for
TAB-DEW-03 | 12 | Sludge Cake Actuated Valve Check and Exercise - 2 Months | Tank, Dewatered Solids Silo DEW-T-6003 East, DEW Bsmt | TAB-DEW-T-6003 | 4000000 | TAB-DEW-V-6060 | Check and Exercise Actuated Ball Valve for
TAB-DEW-03 | 12 | Sludge Cake Actuated Valve Check and Exercise - 2 Months | Tank, Dewatered Solids Silo DEW-T-6003 East, DEW Bsmt | TAB-DEW-T-6003 | 1000000 | TAB-DEW-V-6061A | Check and Exercise Actuated Ball Valve for
TAB-DEW-03 | 12 | Sludge Cake Actuated Valve Check and Exercise - 2 Months | Tank, Dewatered Solids Silo DEW-T-6004 East, DEW Bsmt | TAB-DEW-T-6004 | 1000000 | TAB-DEW-V-6066A | Check and Exercise Actuated Ball Valve for
TAB-DEW-03 | 12 | Sludge Cake Actuated Valve Check and Exercise - 2 Months | Tank, Dewatered Solids Silo DEW-T-6004 East, DEW Bsmt | TAB-DEW-T-6004 | 2000000 | TAB-DEW-V-6066B | Check and Exercise Actuated Ball Valve for
TAB-DEW-03 | 12 | Sludge Cake Actuated Valve Check and Exercise - 2 Months | Tank, Dewatered Solids Silo DEW-T-6004 East, DEW Bsmt | TAB-DEW-T-6004 | 3000000 | TAB-DEW-V-6066C | Check and Exercise Actuated Ball Valve for
TAB-DEW-03 | 12 | Sludge Cake Actuated Valve Check and Exercise - 2 Months | Tank, Dewatered Solids Silo DEW-T-6004 East, DEW Bsmt | TAB-DEW-T-6004 | 4000000 | TAB-DEW-V-6065 | Check and Exercise Actuated Ball Valve for
TAB-DEW-03 | 14 | Centrate Pump Motor Inspection - 6 Months | Wet Well, Old | TAB-DEW-T-3400 | 1000000 | TAB-DEW-P-3401 | Megger Motor and Check Connections
TAB-DEW-03 | 14 | Centrate Pump Motor Inspection - 6 Months | Wet Well, Old | TAB-DEW-T-3400 | 4000000 | TAB-DEW-P-3404 | Megger Motor and Check Connections
TAB-DEW-03 | 14 | Centrate Pump Motor Inspection - 6 Months | Wet Well, Old | TAB-DEW-T-3400 | 2000000 | TAB-DEW-P-3402 | Megger Motor and Check Connections
TAB-DEW-03 | 14 | Centrate Pump Motor Inspection - 6 Months | Wet Well, Old | TAB-DEW-T-3400 | 3000000 | TAB-DEW-P-3403 | Megger Motor and Check Connections
TAB-DEW-03 | 16 | Sludge Cake Actuated Valves to Incinerator/Biosolids Sludge Silos Checks - Bi-Weekly | TAB-Routine Work Area 3 | TAB-RTE-WA3 | 1000000 | TAB-DEW-V-6050 | Exercise Actuated Ball Valve for TAB
TAB-DEW-03 | 16 | Sludge Cake Actuated Valves to Incinerator/Biosolids Sludge Silos Checks - Bi-Weekly | TAB-Routine Work Area 3 | TAB-RTE-WA3 | 3000000 | TAB-DEW-V-6060 | Exercise Actuated Ball Valve for TAB
TAB-DEW-03 | 16 | Sludge Cake Actuated Valves to Incinerator/Biosolids Sludge Silos Checks - Bi-Weekly | TAB-Routine Work Area 3 | TAB-RTE-WA3 | 2000000 | TAB-DEW-V-6055 | Exercise Actuated Ball Valve for TAB
TAB-DEW-03 | 16 | Sludge Cake Actuated Valves to Incinerator/Biosolids Sludge Silos Checks - Bi-Weekly | TAB-Routine Work Area 3 | TAB-RTE-WA3 | 4000000 | TAB-DEW-V-6065 | Exercise Actuated Ball Valve for TAB
TAB-DIG-01 | 1 | Functional test of the operation of the sludge transfer pump- 6 Months | Digester Tanks 13-16 | TAB-DIG-T-13-16 | 1000000 | TAB-DIG-P-1373 | Functional test of the operation of the sludge transfer pump
TAB-DIG-01 | 1 | Functional test of the operation of the sludge transfer pump- 6 Months | Digester Tanks 13-16 | TAB-DIG-T-13-16 | 4000000 | TAB-DIG-P-1474 | Functional test of the operation of the sludge transfer pump
TAB-DIG-01 | 1 | Functional test of the operation of the sludge transfer pump- 6 Months | Digester Tanks 13-16 | TAB-DIG-T-13-16 | 2000000 | TAB-DIG-P-1374 | Functional test of the operation of the sludge transfer pump
TAB-DIG-01 | 1 | Functional test of the operation of the sludge transfer pump- 6 Months | Digester Tanks 13-16 | TAB-DIG-T-13-16 | 7000000 | TAB-DIG-P-1673 | Functional test of the operation of the sludge transfer pump
TAB-DIG-01 | 1 | Functional test of the operation of the sludge transfer pump- 6 Months | Digester Tanks 13-16 | TAB-DIG-T-13-16 | 3000000 | TAB-DIG-P-1473 | Functional test of the operation of the sludge transfer pump
TAB-DIG-01 | 1 | Functional test of the operation of the sludge transfer pump- 6 Months | Digester Tanks 13-16 | TAB-DIG-T-13-16 | 5000000 | TAB-DIG-P-1573 | Functional test of the operation of the sludge transfer pump
TAB-DIG-01 | 1 | Functional test of the operation of the sludge transfer pump- 6 Months | Digester Tanks 13-16 | TAB-DIG-T-13-16 | 6000000 | TAB-DIG-P-1574 | Functional test of the operation of the sludge transfer pump
TAB-DIG-01 | 1 | Functional test of the operation of the sludge transfer pump- 6 Months | Digester Tanks 13-16 | TAB-DIG-T-13-16 | 8000000 | TAB-DIG-P-1674 | Functional test of the operation of the sludge transfer pump
TAB-DIG-01 | 1 | Functional test of the operation of the sludge transfer pump- 6 Months | Digester Tanks 19-22 | TAB-DIG-T-19-22 | 1000000 | TAB-DIG-P-1973 | Functional test of the operation of the sludge transfer pump
TAB-DIG-01 | 1 | Functional test of the operation of the sludge transfer pump- 6 Months | Digester Tanks 19-22 | TAB-DIG-T-19-22 | 2000000 | TAB-DIG-P-1974 | Functional test of the operation of the sludge transfer pump
TAB-DIG-01 | 1 | Functional test of the operation of the sludge transfer pump- 6 Months | Digester Tanks 19-22 | TAB-DIG-T-19-22 | 4000000 | TAB-DIG-P-2074 | Functional test of the operation of the sludge transfer pump
TAB-DIG-01 | 1 | Functional test of the operation of the sludge transfer pump- 6 Months | Digester Tanks 19-22 | TAB-DIG-T-19-22 | 6000000 | TAB-DIG-P-2174 | Functional test of the operation of the sludge transfer pump
TAB-DIG-01 | 1 | Functional test of the operation of the sludge transfer pump- 6 Months | Digester Tanks 19-22 | TAB-DIG-T-19-22 | 3000000 | TAB-DIG-P-2073 | Functional test of the operation of the sludge transfer pump
TAB-DIG-01 | 1 | Functional test of the operation of the sludge transfer pump- 6 Months | Digester Tanks 19-22 | TAB-DIG-T-19-22 | 8000000 | TAB-DIG-P-2274 | Functional test of the operation of the sludge transfer pump
TAB-DIG-01 | 1 | Functional test of the operation of the sludge transfer pump- 6 Months | Digester Tanks 19-22 | TAB-DIG-T-19-22 | 5000000 | TAB-DIG-P-2173 | Functional test of the operation of the sludge transfer pump
TAB-DIG-01 | 1 | Functional test of the operation of the sludge transfer pump- 6 Months | Digester Tanks 19-22 | TAB-DIG-T-19-22 | 7000000 | TAB-DIG-P-2273 | Functional test of the operation of the sludge transfer pump
TAB-DIG-01 | 3 | Digester 9-12 Mixer Inspection - Weekly | TAB-Routine Work Area 5 | TAB-RTE-WA5 | 2000000 | TAB-DIG-MX-0902 | Digester 912 Mixer Inspection Weekly for
TAB-DIG-01 | 3 | Digester 9-12 Mixer Inspection - Weekly | TAB-Routine Work Area 5 | TAB-RTE-WA5 | 1000000 | TAB-DIG-MX-0901 | Digester 912 Mixer Inspection Weekly for
TAB-DIG-01 | 3 | Digester 9-12 Mixer Inspection - Weekly | TAB-Routine Work Area 5 | TAB-RTE-WA5 | 4000000 | TAB-DIG-MX-1001 | Digester 912 Mixer Inspection Weekly for
TAB-DIG-01 | 3 | Digester 9-12 Mixer Inspection - Weekly | TAB-Routine Work Area 5 | TAB-RTE-WA5 | 3000000 | TAB-DIG-MX-0903 | Digester 912 Mixer Inspection Weekly for
TAB-DIG-01 | 3 | Digester 9-12 Mixer Inspection - Weekly | TAB-Routine Work Area 5 | TAB-RTE-WA5 | 5000000 | TAB-DIG-MX-1002 | Digester 912 Mixer Inspection Weekly for
TAB-DIG-01 | 3 | Digester 9-12 Mixer Inspection - Weekly | TAB-Routine Work Area 5 | TAB-RTE-WA5 | 6000000 | TAB-DIG-MX-1003 | Digester 912 Mixer Inspection Weekly for
TAB-DIG-01 | 3 | Digester 9-12 Mixer Inspection - Weekly | TAB-Routine Work Area 5 | TAB-RTE-WA5 | 11000000 | TAB-DIG-MX-1202 | Digester 912 Mixer Inspection Weekly for
TAB-DIG-01 | 3 | Digester 9-12 Mixer Inspection - Weekly | TAB-Routine Work Area 5 | TAB-RTE-WA5 | 7000000 | TAB-DIG-MX-1101 | Digester 912 Mixer Inspection Weekly for
TAB-DIG-01 | 3 | Digester 9-12 Mixer Inspection - Weekly | TAB-Routine Work Area 5 | TAB-RTE-WA5 | 8000000 | TAB-DIG-MX-1102 | Digester 912 Mixer Inspection Weekly for
TAB-DIG-01 | 3 | Digester 9-12 Mixer Inspection - Weekly | TAB-Routine Work Area 5 | TAB-RTE-WA5 | 9000000 | TAB-DIG-MX-1103 | Digester 912 Mixer Inspection Weekly for
TAB-DIG-01 | 3 | Digester 9-12 Mixer Inspection - Weekly | TAB-Routine Work Area 5 | TAB-RTE-WA5 | 10000000 | TAB-DIG-MX-1201 | Digester 912 Mixer Inspection Weekly for
TAB-DIG-01 | 3 | Digester 9-12 Mixer Inspection - Weekly | TAB-Routine Work Area 5 | TAB-RTE-WA5 | 12000000 | TAB-DIG-MX-1203 | Digester 912 Mixer Inspection Weekly for
TAB-DIG-01 | 4 | Dig 9-12 Visual Inspection of Pumps-Monday | TAB-Routine Work Area 5 | TAB-RTE-WA5 | 1000000 | TAB-DIG-P-0930 | Dig 912 Visual Inspection of Pumps for
TAB-DIG-01 | 4 | Dig 9-12 Visual Inspection of Pumps-Monday | TAB-Routine Work Area 5 | TAB-RTE-WA5 | 3000000 | TAB-DIG-P-0962 | Dig 912 Visual Inspection of Pumps for
TAB-DIG-01 | 4 | Dig 9-12 Visual Inspection of Pumps-Monday | TAB-Routine Work Area 5 | TAB-RTE-WA5 | 2000000 | TAB-DIG-P-0940 | Dig 912 Visual Inspection of Pumps for
TAB-DIG-01 | 4 | Dig 9-12 Visual Inspection of Pumps-Monday | TAB-Routine Work Area 5 | TAB-RTE-WA5 | 5000000 | TAB-DIG-P-1030 | Dig 912 Visual Inspection of Pumps for
TAB-DIG-01 | 4 | Dig 9-12 Visual Inspection of Pumps-Monday | TAB-Routine Work Area 5 | TAB-RTE-WA5 | 4000000 | TAB-DIG-P-0963 | Dig 912 Visual Inspection of Pumps for
TAB-DIG-01 | 4 | Dig 9-12 Visual Inspection of Pumps-Monday | TAB-Routine Work Area 5 | TAB-RTE-WA5 | 6000000 | TAB-DIG-P-1040 | Dig 912 Visual Inspection of Pumps for
TAB-DIG-01 | 4 | Dig 9-12 Visual Inspection of Pumps-Monday | TAB-Routine Work Area 5 | TAB-RTE-WA5 | 7000000 | TAB-DIG-P-1062 | Dig 912 Visual Inspection of Pumps for
TAB-DIG-01 | 4 | Dig 9-12 Visual Inspection of Pumps-Monday | TAB-Routine Work Area 5 | TAB-RTE-WA5 | 9000000 | TAB-DIG-P-1130 | Dig 912 Visual Inspection of Pumps for
TAB-DIG-01 | 4 | Dig 9-12 Visual Inspection of Pumps-Monday | TAB-Routine Work Area 5 | TAB-RTE-WA5 | 8000000 | TAB-DIG-P-1063 | Dig 912 Visual Inspection of Pumps for
TAB-DIG-01 | 4 | Dig 9-12 Visual Inspection of Pumps-Monday | TAB-Routine Work Area 5 | TAB-RTE-WA5 | 11000000 | TAB-DIG-P-1162 | Dig 912 Visual Inspection of Pumps for
TAB-DIG-01 | 4 | Dig 9-12 Visual Inspection of Pumps-Monday | TAB-Routine Work Area 5 | TAB-RTE-WA5 | 10000000 | TAB-DIG-P-1140 | Dig 912 Visual Inspection of Pumps for
TAB-DIG-01 | 4 | Dig 9-12 Visual Inspection of Pumps-Monday | TAB-Routine Work Area 5 | TAB-RTE-WA5 | 13000000 | TAB-DIG-P-1230 | Dig 912 Visual Inspection of Pumps for
TAB-DIG-01 | 4 | Dig 9-12 Visual Inspection of Pumps-Monday | TAB-Routine Work Area 5 | TAB-RTE-WA5 | 12000000 | TAB-DIG-P-1163 | Dig 912 Visual Inspection of Pumps for
TAB-DIG-01 | 4 | Dig 9-12 Visual Inspection of Pumps-Monday | TAB-Routine Work Area 5 | TAB-RTE-WA5 | 16000000 | TAB-DIG-P-1263 | Dig 912 Visual Inspection of Pumps for
TAB-DIG-01 | 4 | Dig 9-12 Visual Inspection of Pumps-Monday | TAB-Routine Work Area 5 | TAB-RTE-WA5 | 14000000 | TAB-DIG-P-1240 | Dig 912 Visual Inspection of Pumps for
TAB-DIG-01 | 4 | Dig 9-12 Visual Inspection of Pumps-Monday | TAB-Routine Work Area 5 | TAB-RTE-WA5 | 17000000 | TAB-DIG-P-5050 | Dig 912 Visual Inspection of Pumps for
TAB-DIG-01 | 4 | Dig 9-12 Visual Inspection of Pumps-Monday | TAB-Routine Work Area 5 | TAB-RTE-WA5 | 15000000 | TAB-DIG-P-1262 | Dig 912 Visual Inspection of Pumps for
TAB-DIG-01 | 4 | Dig 9-12 Visual Inspection of Pumps-Monday | TAB-Routine Work Area 5 | TAB-RTE-WA5 | 18000000 | TAB-DIG-P-5060 | Dig 912 Visual Inspection of Pumps for
TAB-DIG-01 | 5 | Dig 9-12 Visual Inspection of Pumps-Tuesday | TAB-Routine Work Area 5 | TAB-RTE-WA5 | 2000000 | TAB-DIG-P-0940 | Dig 912 Visual Inspection of Pumps for
TAB-DIG-01 | 5 | Dig 9-12 Visual Inspection of Pumps-Tuesday | TAB-Routine Work Area 5 | TAB-RTE-WA5 | 1000000 | TAB-DIG-P-0930 | Dig 912 Visual Inspection of Pumps for
TAB-DIG-01 | 5 | Dig 9-12 Visual Inspection of Pumps-Tuesday | TAB-Routine Work Area 5 | TAB-RTE-WA5 | 3000000 | TAB-DIG-P-0962 | Dig 912 Visual Inspection of Pumps for
TAB-DIG-01 | 5 | Dig 9-12 Visual Inspection of Pumps-Tuesday | TAB-Routine Work Area 5 | TAB-RTE-WA5 | 4000000 | TAB-DIG-P-0963 | Dig 912 Visual Inspection of Pumps for
TAB-DIG-01 | 5 | Dig 9-12 Visual Inspection of Pumps-Tuesday | TAB-Routine Work Area 5 | TAB-RTE-WA5 | 6000000 | TAB-DIG-P-1040 | Dig 912 Visual Inspection of Pumps for
TAB-DIG-01 | 5 | Dig 9-12 Visual Inspection of Pumps-Tuesday | TAB-Routine Work Area 5 | TAB-RTE-WA5 | 5000000 | TAB-DIG-P-1030 | Dig 912 Visual Inspection of Pumps for
TAB-DIG-01 | 5 | Dig 9-12 Visual Inspection of Pumps-Tuesday | TAB-Routine Work Area 5 | TAB-RTE-WA5 | 7000000 | TAB-DIG-P-1062 | Dig 912 Visual Inspection of Pumps for
TAB-DIG-01 | 5 | Dig 9-12 Visual Inspection of Pumps-Tuesday | TAB-Routine Work Area 5 | TAB-RTE-WA5 | 9000000 | TAB-DIG-P-1130 | Dig 912 Visual Inspection of Pumps for
TAB-DIG-01 | 5 | Dig 9-12 Visual Inspection of Pumps-Tuesday | TAB-Routine Work Area 5 | TAB-RTE-WA5 | 8000000 | TAB-DIG-P-1063 | Dig 912 Visual Inspection of Pumps for
TAB-DIG-01 | 5 | Dig 9-12 Visual Inspection of Pumps-Tuesday | TAB-Routine Work Area 5 | TAB-RTE-WA5 | 10000000 | TAB-DIG-P-1140 | Dig 912 Visual Inspection of Pumps for
TAB-DIG-01 | 5 | Dig 9-12 Visual Inspection of Pumps-Tuesday | TAB-Routine Work Area 5 | TAB-RTE-WA5 | 11000000 | TAB-DIG-P-1162 | Dig 912 Visual Inspection of Pumps for
TAB-DIG-01 | 5 | Dig 9-12 Visual Inspection of Pumps-Tuesday | TAB-Routine Work Area 5 | TAB-RTE-WA5 | 12000000 | TAB-DIG-P-1163 | Dig 912 Visual Inspection of Pumps for
TAB-DIG-01 | 5 | Dig 9-12 Visual Inspection of Pumps-Tuesday | TAB-Routine Work Area 5 | TAB-RTE-WA5 | 14000000 | TAB-DIG-P-1240 | Dig 912 Visual Inspection of Pumps for
TAB-DIG-01 | 5 | Dig 9-12 Visual Inspection of Pumps-Tuesday | TAB-Routine Work Area 5 | TAB-RTE-WA5 | 13000000 | TAB-DIG-P-1230 | Dig 912 Visual Inspection of Pumps for
TAB-DIG-01 | 5 | Dig 9-12 Visual Inspection of Pumps-Tuesday | TAB-Routine Work Area 5 | TAB-RTE-WA5 | 16000000 | TAB-DIG-P-1263 | Dig 912 Visual Inspection of Pumps for
TAB-DIG-01 | 5 | Dig 9-12 Visual Inspection of Pumps-Tuesday | TAB-Routine Work Area 5 | TAB-RTE-WA5 | 15000000 | TAB-DIG-P-1262 | Dig 912 Visual Inspection of Pumps for
TAB-DIG-01 | 5 | Dig 9-12 Visual Inspection of Pumps-Tuesday | TAB-Routine Work Area 5 | TAB-RTE-WA5 | 17000000 | TAB-DIG-P-5050 | Dig 912 Visual Inspection of Pumps for
TAB-DIG-01 | 5 | Dig 9-12 Visual Inspection of Pumps-Tuesday | TAB-Routine Work Area 5 | TAB-RTE-WA5 | 18000000 | TAB-DIG-P-5060 | Dig 912 Visual Inspection of Pumps for
TAB-DIG-01 | 6 | Dig 9-12 Visual Inspection of Pumps-Wednesday | TAB-Routine Work Area 5 | TAB-RTE-WA5 | 3000000 | TAB-DIG-P-0962 | Dig 912 Visual Inspection of Pumps for
TAB-DIG-01 | 6 | Dig 9-12 Visual Inspection of Pumps-Wednesday | TAB-Routine Work Area 5 | TAB-RTE-WA5 | 1000000 | TAB-DIG-P-0930 | Dig 912 Visual Inspection of Pumps for
TAB-DIG-01 | 6 | Dig 9-12 Visual Inspection of Pumps-Wednesday | TAB-Routine Work Area 5 | TAB-RTE-WA5 | 4000000 | TAB-DIG-P-0963 | Dig 912 Visual Inspection of Pumps for
TAB-DIG-01 | 6 | Dig 9-12 Visual Inspection of Pumps-Wednesday | TAB-Routine Work Area 5 | TAB-RTE-WA5 | 2000000 | TAB-DIG-P-0940 | Dig 912 Visual Inspection of Pumps for
TAB-DIG-01 | 6 | Dig 9-12 Visual Inspection of Pumps-Wednesday | TAB-Routine Work Area 5 | TAB-RTE-WA5 | 6000000 | TAB-DIG-P-1040 | Dig 912 Visual Inspection of Pumps for
TAB-DIG-01 | 6 | Dig 9-12 Visual Inspection of Pumps-Wednesday | TAB-Routine Work Area 5 | TAB-RTE-WA5 | 5000000 | TAB-DIG-P-1030 | Dig 912 Visual Inspection of Pumps for
TAB-DIG-01 | 6 | Dig 9-12 Visual Inspection of Pumps-Wednesday | TAB-Routine Work Area 5 | TAB-RTE-WA5 | 12000000 | TAB-DIG-P-1163 | Dig 912 Visual Inspection of Pumps for
TAB-DIG-01 | 6 | Dig 9-12 Visual Inspection of Pumps-Wednesday | TAB-Routine Work Area 5 | TAB-RTE-WA5 | 7000000 | TAB-DIG-P-1062 | Dig 912 Visual Inspection of Pumps for
TAB-DIG-01 | 6 | Dig 9-12 Visual Inspection of Pumps-Wednesday | TAB-Routine Work Area 5 | TAB-RTE-WA5 | 15000000 | TAB-DIG-P-1262 | Dig 912 Visual Inspection of Pumps for
TAB-DIG-01 | 6 | Dig 9-12 Visual Inspection of Pumps-Wednesday | TAB-Routine Work Area 5 | TAB-RTE-WA5 | 8000000 | TAB-DIG-P-1063 | Dig 912 Visual Inspection of Pumps for
TAB-DIG-01 | 6 | Dig 9-12 Visual Inspection of Pumps-Wednesday | TAB-Routine Work Area 5 | TAB-RTE-WA5 | 16000000 | TAB-DIG-P-1263 | Dig 912 Visual Inspection of Pumps for
TAB-DIG-01 | 6 | Dig 9-12 Visual Inspection of Pumps-Wednesday | TAB-Routine Work Area 5 | TAB-RTE-WA5 | 9000000 | TAB-DIG-P-1130 | Dig 912 Visual Inspection of Pumps for
TAB-DIG-01 | 6 | Dig 9-12 Visual Inspection of Pumps-Wednesday | TAB-Routine Work Area 5 | TAB-RTE-WA5 | 10000000 | TAB-DIG-P-1140 | Dig 912 Visual Inspection of Pumps for
TAB-DIG-01 | 6 | Dig 9-12 Visual Inspection of Pumps-Wednesday | TAB-Routine Work Area 5 | TAB-RTE-WA5 | 11000000 | TAB-DIG-P-1162 | Dig 912 Visual Inspection of Pumps for
TAB-DIG-01 | 6 | Dig 9-12 Visual Inspection of Pumps-Wednesday | TAB-Routine Work Area 5 | TAB-RTE-WA5 | 13000000 | TAB-DIG-P-1230 | Dig 912 Visual Inspection of Pumps for
TAB-DIG-01 | 6 | Dig 9-12 Visual Inspection of Pumps-Wednesday | TAB-Routine Work Area 5 | TAB-RTE-WA5 | 14000000 | TAB-DIG-P-1240 | Dig 912 Visual Inspection of Pumps for
TAB-DIG-01 | 6 | Dig 9-12 Visual Inspection of Pumps-Wednesday | TAB-Routine Work Area 5 | TAB-RTE-WA5 | 17000000 | TAB-DIG-P-5050 | Dig 912 Visual Inspection of Pumps for
TAB-DIG-01 | 6 | Dig 9-12 Visual Inspection of Pumps-Wednesday | TAB-Routine Work Area 5 | TAB-RTE-WA5 | 18000000 | TAB-DIG-P-5060 | Dig 912 Visual Inspection of Pumps for
TAB-DIG-01 | 7 | Dig 9-12 Visual Inspection of Pumps-Thursday | TAB-Routine Work Area 5 | TAB-RTE-WA5 | 2000000 | TAB-DIG-P-0940 | Dig 912 Visual Inspection of Pumps for
TAB-DIG-01 | 7 | Dig 9-12 Visual Inspection of Pumps-Thursday | TAB-Routine Work Area 5 | TAB-RTE-WA5 | 1000000 | TAB-DIG-P-0930 | Dig 912 Visual Inspection of Pumps for
TAB-DIG-01 | 7 | Dig 9-12 Visual Inspection of Pumps-Thursday | TAB-Routine Work Area 5 | TAB-RTE-WA5 | 3000000 | TAB-DIG-P-0962 | Dig 912 Visual Inspection of Pumps for
TAB-DIG-01 | 7 | Dig 9-12 Visual Inspection of Pumps-Thursday | TAB-Routine Work Area 5 | TAB-RTE-WA5 | 4000000 | TAB-DIG-P-0963 | Dig 912 Visual Inspection of Pumps for
TAB-DIG-01 | 7 | Dig 9-12 Visual Inspection of Pumps-Thursday | TAB-Routine Work Area 5 | TAB-RTE-WA5 | 6000000 | TAB-DIG-P-1040 | Dig 912 Visual Inspection of Pumps for
TAB-DIG-01 | 7 | Dig 9-12 Visual Inspection of Pumps-Thursday | TAB-Routine Work Area 5 | TAB-RTE-WA5 | 5000000 | TAB-DIG-P-1030 | Dig 912 Visual Inspection of Pumps for
TAB-DIG-01 | 7 | Dig 9-12 Visual Inspection of Pumps-Thursday | TAB-Routine Work Area 5 | TAB-RTE-WA5 | 7000000 | TAB-DIG-P-1062 | Dig 912 Visual Inspection of Pumps for
TAB-DIG-01 | 7 | Dig 9-12 Visual Inspection of Pumps-Thursday | TAB-Routine Work Area 5 | TAB-RTE-WA5 | 9000000 | TAB-DIG-P-1130 | Dig 912 Visual Inspection of Pumps for
TAB-DIG-01 | 7 | Dig 9-12 Visual Inspection of Pumps-Thursday | TAB-Routine Work Area 5 | TAB-RTE-WA5 | 8000000 | TAB-DIG-P-1063 | Dig 912 Visual Inspection of Pumps for
TAB-DIG-01 | 7 | Dig 9-12 Visual Inspection of Pumps-Thursday | TAB-Routine Work Area 5 | TAB-RTE-WA5 | 12000000 | TAB-DIG-P-1163 | Dig 912 Visual Inspection of Pumps for
TAB-DIG-01 | 7 | Dig 9-12 Visual Inspection of Pumps-Thursday | TAB-Routine Work Area 5 | TAB-RTE-WA5 | 10000000 | TAB-DIG-P-1140 | Dig 912 Visual Inspection of Pumps for
TAB-DIG-01 | 7 | Dig 9-12 Visual Inspection of Pumps-Thursday | TAB-Routine Work Area 5 | TAB-RTE-WA5 | 13000000 | TAB-DIG-P-1230 | Dig 912 Visual Inspection of Pumps for
TAB-DIG-01 | 7 | Dig 9-12 Visual Inspection of Pumps-Thursday | TAB-Routine Work Area 5 | TAB-RTE-WA5 | 11000000 | TAB-DIG-P-1162 | Dig 912 Visual Inspection of Pumps for
TAB-DIG-01 | 7 | Dig 9-12 Visual Inspection of Pumps-Thursday | TAB-Routine Work Area 5 | TAB-RTE-WA5 | 15000000 | TAB-DIG-P-1262 | Dig 912 Visual Inspection of Pumps for
TAB-DIG-01 | 7 | Dig 9-12 Visual Inspection of Pumps-Thursday | TAB-Routine Work Area 5 | TAB-RTE-WA5 | 14000000 | TAB-DIG-P-1240 | Dig 912 Visual Inspection of Pumps for
TAB-DIG-01 | 7 | Dig 9-12 Visual Inspection of Pumps-Thursday | TAB-Routine Work Area 5 | TAB-RTE-WA5 | 18000000 | TAB-DIG-P-5060 | Dig 912 Visual Inspection of Pumps for
TAB-DIG-01 | 7 | Dig 9-12 Visual Inspection of Pumps-Thursday | TAB-Routine Work Area 5 | TAB-RTE-WA5 | 16000000 | TAB-DIG-P-1263 | Dig 912 Visual Inspection of Pumps for
TAB-DIG-01 | 7 | Dig 9-12 Visual Inspection of Pumps-Thursday | TAB-Routine Work Area 5 | TAB-RTE-WA5 | 17000000 | TAB-DIG-P-5050 | Dig 912 Visual Inspection of Pumps for
TAB-DIG-01 | 8 | Dig 9-12 Visual Inspection of Pumps-Friday | TAB-Routine Work Area 5 | TAB-RTE-WA5 | 1000000 | TAB-DIG-P-0930 | Dig 912 Visual Inspection of Pumps for
TAB-DIG-01 | 8 | Dig 9-12 Visual Inspection of Pumps-Friday | TAB-Routine Work Area 5 | TAB-RTE-WA5 | 3000000 | TAB-DIG-P-0962 | Dig 912 Visual Inspection of Pumps for
TAB-DIG-01 | 8 | Dig 9-12 Visual Inspection of Pumps-Friday | TAB-Routine Work Area 5 | TAB-RTE-WA5 | 2000000 | TAB-DIG-P-0940 | Dig 912 Visual Inspection of Pumps for
TAB-DIG-01 | 8 | Dig 9-12 Visual Inspection of Pumps-Friday | TAB-Routine Work Area 5 | TAB-RTE-WA5 | 4000000 | TAB-DIG-P-0963 | Dig 912 Visual Inspection of Pumps for
TAB-DIG-01 | 8 | Dig 9-12 Visual Inspection of Pumps-Friday | TAB-Routine Work Area 5 | TAB-RTE-WA5 | 5000000 | TAB-DIG-P-1030 | Dig 912 Visual Inspection of Pumps for
TAB-DIG-01 | 8 | Dig 9-12 Visual Inspection of Pumps-Friday | TAB-Routine Work Area 5 | TAB-RTE-WA5 | 6000000 | TAB-DIG-P-1040 | Dig 912 Visual Inspection of Pumps for
TAB-DIG-01 | 8 | Dig 9-12 Visual Inspection of Pumps-Friday | TAB-Routine Work Area 5 | TAB-RTE-WA5 | 7000000 | TAB-DIG-P-1062 | Dig 912 Visual Inspection of Pumps for
TAB-DIG-01 | 8 | Dig 9-12 Visual Inspection of Pumps-Friday | TAB-Routine Work Area 5 | TAB-RTE-WA5 | 12000000 | TAB-DIG-P-1163 | Dig 912 Visual Inspection of Pumps for
TAB-DIG-01 | 8 | Dig 9-12 Visual Inspection of Pumps-Friday | TAB-Routine Work Area 5 | TAB-RTE-WA5 | 8000000 | TAB-DIG-P-1063 | Dig 912 Visual Inspection of Pumps for
TAB-DIG-01 | 8 | Dig 9-12 Visual Inspection of Pumps-Friday | TAB-Routine Work Area 5 | TAB-RTE-WA5 | 13000000 | TAB-DIG-P-1230 | Dig 912 Visual Inspection of Pumps for
TAB-DIG-01 | 8 | Dig 9-12 Visual Inspection of Pumps-Friday | TAB-Routine Work Area 5 | TAB-RTE-WA5 | 9000000 | TAB-DIG-P-1130 | Dig 912 Visual Inspection of Pumps for
TAB-DIG-01 | 8 | Dig 9-12 Visual Inspection of Pumps-Friday | TAB-Routine Work Area 5 | TAB-RTE-WA5 | 15000000 | TAB-DIG-P-1262 | Dig 912 Visual Inspection of Pumps for
TAB-DIG-01 | 8 | Dig 9-12 Visual Inspection of Pumps-Friday | TAB-Routine Work Area 5 | TAB-RTE-WA5 | 10000000 | TAB-DIG-P-1140 | Dig 912 Visual Inspection of Pumps for
TAB-DIG-01 | 8 | Dig 9-12 Visual Inspection of Pumps-Friday | TAB-Routine Work Area 5 | TAB-RTE-WA5 | 16000000 | TAB-DIG-P-1263 | Dig 912 Visual Inspection of Pumps for
TAB-DIG-01 | 8 | Dig 9-12 Visual Inspection of Pumps-Friday | TAB-Routine Work Area 5 | TAB-RTE-WA5 | 11000000 | TAB-DIG-P-1162 | Dig 912 Visual Inspection of Pumps for
TAB-DIG-01 | 8 | Dig 9-12 Visual Inspection of Pumps-Friday | TAB-Routine Work Area 5 | TAB-RTE-WA5 | 14000000 | TAB-DIG-P-1240 | Dig 912 Visual Inspection of Pumps for
TAB-DIG-01 | 8 | Dig 9-12 Visual Inspection of Pumps-Friday | TAB-Routine Work Area 5 | TAB-RTE-WA5 | 17000000 | TAB-DIG-P-5050 | Dig 912 Visual Inspection of Pumps for
TAB-DIG-01 | 8 | Dig 9-12 Visual Inspection of Pumps-Friday | TAB-Routine Work Area 5 | TAB-RTE-WA5 | 18000000 | TAB-DIG-P-5060 | Dig 912 Visual Inspection of Pumps for
TAB-DIG-01 | 9 | Dig 9-12 Visual Inspection of Pumps-Saturday | TAB-Routine Work Area 5 | TAB-RTE-WA5 | 2000000 | TAB-DIG-P-0940 | Dig 912 Visual Inspection of Pumps for
TAB-DIG-01 | 9 | Dig 9-12 Visual Inspection of Pumps-Saturday | TAB-Routine Work Area 5 | TAB-RTE-WA5 | 1000000 | TAB-DIG-P-0930 | Dig 912 Visual Inspection of Pumps for
TAB-DIG-01 | 9 | Dig 9-12 Visual Inspection of Pumps-Saturday | TAB-Routine Work Area 5 | TAB-RTE-WA5 | 4000000 | TAB-DIG-P-0963 | Dig 912 Visual Inspection of Pumps for
TAB-DIG-01 | 9 | Dig 9-12 Visual Inspection of Pumps-Saturday | TAB-Routine Work Area 5 | TAB-RTE-WA5 | 3000000 | TAB-DIG-P-0962 | Dig 912 Visual Inspection of Pumps for
TAB-DIG-01 | 9 | Dig 9-12 Visual Inspection of Pumps-Saturday | TAB-Routine Work Area 5 | TAB-RTE-WA5 | 5000000 | TAB-DIG-P-1030 | Dig 912 Visual Inspection of Pumps for
TAB-DIG-01 | 9 | Dig 9-12 Visual Inspection of Pumps-Saturday | TAB-Routine Work Area 5 | TAB-RTE-WA5 | 9000000 | TAB-DIG-P-1130 | Dig 912 Visual Inspection of Pumps for
TAB-DIG-01 | 9 | Dig 9-12 Visual Inspection of Pumps-Saturday | TAB-Routine Work Area 5 | TAB-RTE-WA5 | 6000000 | TAB-DIG-P-1040 | Dig 912 Visual Inspection of Pumps for
TAB-DIG-01 | 9 | Dig 9-12 Visual Inspection of Pumps-Saturday | TAB-Routine Work Area 5 | TAB-RTE-WA5 | 11000000 | TAB-DIG-P-1162 | Dig 912 Visual Inspection of Pumps for
TAB-DIG-01 | 9 | Dig 9-12 Visual Inspection of Pumps-Saturday | TAB-Routine Work Area 5 | TAB-RTE-WA5 | 7000000 | TAB-DIG-P-1062 | Dig 912 Visual Inspection of Pumps for
TAB-DIG-01 | 9 | Dig 9-12 Visual Inspection of Pumps-Saturday | TAB-Routine Work Area 5 | TAB-RTE-WA5 | 14000000 | TAB-DIG-P-1240 | Dig 912 Visual Inspection of Pumps for
TAB-DIG-01 | 9 | Dig 9-12 Visual Inspection of Pumps-Saturday | TAB-Routine Work Area 5 | TAB-RTE-WA5 | 8000000 | TAB-DIG-P-1063 | Dig 912 Visual Inspection of Pumps for
TAB-DIG-01 | 9 | Dig 9-12 Visual Inspection of Pumps-Saturday | TAB-Routine Work Area 5 | TAB-RTE-WA5 | 17000000 | TAB-DIG-P-5050 | Dig 912 Visual Inspection of Pumps for
TAB-DIG-01 | 9 | Dig 9-12 Visual Inspection of Pumps-Saturday | TAB-Routine Work Area 5 | TAB-RTE-WA5 | 10000000 | TAB-DIG-P-1140 | Dig 912 Visual Inspection of Pumps for
TAB-DIG-01 | 9 | Dig 9-12 Visual Inspection of Pumps-Saturday | TAB-Routine Work Area 5 | TAB-RTE-WA5 | 12000000 | TAB-DIG-P-1163 | Dig 912 Visual Inspection of Pumps for
TAB-DIG-01 | 9 | Dig 9-12 Visual Inspection of Pumps-Saturday | TAB-Routine Work Area 5 | TAB-RTE-WA5 | 13000000 | TAB-DIG-P-1230 | Dig 912 Visual Inspection of Pumps for
TAB-DIG-01 | 9 | Dig 9-12 Visual Inspection of Pumps-Saturday | TAB-Routine Work Area 5 | TAB-RTE-WA5 | 15000000 | TAB-DIG-P-1262 | Dig 912 Visual Inspection of Pumps for
TAB-DIG-01 | 9 | Dig 9-12 Visual Inspection of Pumps-Saturday | TAB-Routine Work Area 5 | TAB-RTE-WA5 | 16000000 | TAB-DIG-P-1263 | Dig 912 Visual Inspection of Pumps for
TAB-DIG-01 | 9 | Dig 9-12 Visual Inspection of Pumps-Saturday | TAB-Routine Work Area 5 | TAB-RTE-WA5 | 18000000 | TAB-DIG-P-5060 | Dig 912 Visual Inspection of Pumps for
TAB-DIG-01 | 10 | Dig 9-12 Visual Inspection of Pumps-Sunday | TAB-Routine Work Area 5 | TAB-RTE-WA5 | 2000000 | TAB-DIG-P-0940 | Dig 912 Visual Inspection of Pumps for
TAB-DIG-01 | 10 | Dig 9-12 Visual Inspection of Pumps-Sunday | TAB-Routine Work Area 5 | TAB-RTE-WA5 | 1000000 | TAB-DIG-P-0930 | Dig 912 Visual Inspection of Pumps for
TAB-DIG-01 | 10 | Dig 9-12 Visual Inspection of Pumps-Sunday | TAB-Routine Work Area 5 | TAB-RTE-WA5 | 3000000 | TAB-DIG-P-0962 | Dig 912 Visual Inspection of Pumps for
TAB-DIG-01 | 10 | Dig 9-12 Visual Inspection of Pumps-Sunday | TAB-Routine Work Area 5 | TAB-RTE-WA5 | 4000000 | TAB-DIG-P-0963 | Dig 912 Visual Inspection of Pumps for
TAB-DIG-01 | 10 | Dig 9-12 Visual Inspection of Pumps-Sunday | TAB-Routine Work Area 5 | TAB-RTE-WA5 | 6000000 | TAB-DIG-P-1040 | Dig 912 Visual Inspection of Pumps for
TAB-DIG-01 | 10 | Dig 9-12 Visual Inspection of Pumps-Sunday | TAB-Routine Work Area 5 | TAB-RTE-WA5 | 5000000 | TAB-DIG-P-1030 | Dig 912 Visual Inspection of Pumps for
TAB-DIG-01 | 10 | Dig 9-12 Visual Inspection of Pumps-Sunday | TAB-Routine Work Area 5 | TAB-RTE-WA5 | 7000000 | TAB-DIG-P-1062 | Dig 912 Visual Inspection of Pumps for
TAB-DIG-01 | 10 | Dig 9-12 Visual Inspection of Pumps-Sunday | TAB-Routine Work Area 5 | TAB-RTE-WA5 | 9000000 | TAB-DIG-P-1130 | Dig 912 Visual Inspection of Pumps for
TAB-DIG-01 | 10 | Dig 9-12 Visual Inspection of Pumps-Sunday | TAB-Routine Work Area 5 | TAB-RTE-WA5 | 8000000 | TAB-DIG-P-1063 | Dig 912 Visual Inspection of Pumps for
TAB-DIG-01 | 10 | Dig 9-12 Visual Inspection of Pumps-Sunday | TAB-Routine Work Area 5 | TAB-RTE-WA5 | 10000000 | TAB-DIG-P-1140 | Dig 912 Visual Inspection of Pumps for
TAB-DIG-01 | 10 | Dig 9-12 Visual Inspection of Pumps-Sunday | TAB-Routine Work Area 5 | TAB-RTE-WA5 | 11000000 | TAB-DIG-P-1162 | Dig 912 Visual Inspection of Pumps for
TAB-DIG-01 | 10 | Dig 9-12 Visual Inspection of Pumps-Sunday | TAB-Routine Work Area 5 | TAB-RTE-WA5 | 12000000 | TAB-DIG-P-1163 | Dig 912 Visual Inspection of Pumps for
TAB-DIG-01 | 10 | Dig 9-12 Visual Inspection of Pumps-Sunday | TAB-Routine Work Area 5 | TAB-RTE-WA5 | 14000000 | TAB-DIG-P-1240 | Dig 912 Visual Inspection of Pumps for
TAB-DIG-01 | 10 | Dig 9-12 Visual Inspection of Pumps-Sunday | TAB-Routine Work Area 5 | TAB-RTE-WA5 | 13000000 | TAB-DIG-P-1230 | Dig 912 Visual Inspection of Pumps for
TAB-DIG-01 | 10 | Dig 9-12 Visual Inspection of Pumps-Sunday | TAB-Routine Work Area 5 | TAB-RTE-WA5 | 16000000 | TAB-DIG-P-1263 | Dig 912 Visual Inspection of Pumps for
TAB-DIG-01 | 10 | Dig 9-12 Visual Inspection of Pumps-Sunday | TAB-Routine Work Area 5 | TAB-RTE-WA5 | 15000000 | TAB-DIG-P-1262 | Dig 912 Visual Inspection of Pumps for
TAB-DIG-01 | 10 | Dig 9-12 Visual Inspection of Pumps-Sunday | TAB-Routine Work Area 5 | TAB-RTE-WA5 | 17000000 | TAB-DIG-P-5050 | Dig 912 Visual Inspection of Pumps for
TAB-DIG-01 | 10 | Dig 9-12 Visual Inspection of Pumps-Sunday | TAB-Routine Work Area 5 | TAB-RTE-WA5 | 18000000 | TAB-DIG-P-5060 | Dig 912 Visual Inspection of Pumps for
TAB-DIG-02 | 1 | Observe the sludge recirculation pump discharge pressure- 3 Months | Pump, Sludge Recirculation #1 | TAB-DIG-P-0134 | 1000000 | TAB-DIG-P-0134 | Observe the sludge recirculation pump discharge pressure for
TAB-DIG-02 | 1 | Observe the sludge recirculation pump discharge pressure- 3 Months | Pump, Sludge Recirculation #1 | TAB-DIG-P-0134 | 3000000 | TAB-DIG-P-0334 | Observe the sludge recirculation pump discharge pressure for
TAB-DIG-02 | 1 | Observe the sludge recirculation pump discharge pressure- 3 Months | Pump, Sludge Recirculation #1 | TAB-DIG-P-0134 | 2000000 | TAB-DIG-P-0234 | Observe the sludge recirculation pump discharge pressure for
TAB-DIG-02 | 1 | Observe the sludge recirculation pump discharge pressure- 3 Months | Pump, Sludge Recirculation #1 | TAB-DIG-P-0134 | 6000000 | TAB-DIG-P-0634 | Observe the sludge recirculation pump discharge pressure for
TAB-DIG-02 | 1 | Observe the sludge recirculation pump discharge pressure- 3 Months | Pump, Sludge Recirculation #1 | TAB-DIG-P-0134 | 4000000 | TAB-DIG-P-0434 | Observe the sludge recirculation pump discharge pressure for
TAB-DIG-02 | 1 | Observe the sludge recirculation pump discharge pressure- 3 Months | Pump, Sludge Recirculation #1 | TAB-DIG-P-0134 | 7000000 | TAB-DIG-P-0734 | Observe the sludge recirculation pump discharge pressure for
TAB-DIG-02 | 1 | Observe the sludge recirculation pump discharge pressure- 3 Months | Pump, Sludge Recirculation #1 | TAB-DIG-P-0134 | 5000000 | TAB-DIG-P-0534 | Observe the sludge recirculation pump discharge pressure for
TAB-DIG-02 | 1 | Observe the sludge recirculation pump discharge pressure- 3 Months | Pump, Sludge Recirculation #1 | TAB-DIG-P-0134 | 10000000 | TAB-DIG-P-1433 | Observe the sludge recirculation pump discharge pressure for
TAB-DIG-02 | 1 | Observe the sludge recirculation pump discharge pressure- 3 Months | Pump, Sludge Recirculation #1 | TAB-DIG-P-0134 | 9000000 | TAB-DIG-P-1333 | Observe the sludge recirculation pump discharge pressure for
TAB-DIG-02 | 1 | Observe the sludge recirculation pump discharge pressure- 3 Months | Pump, Sludge Recirculation #1 | TAB-DIG-P-0134 | 11000000 | TAB-DIG-P-1533 | Observe the sludge recirculation pump discharge pressure for
TAB-DIG-02 | 1 | Observe the sludge recirculation pump discharge pressure- 3 Months | Pump, Sludge Recirculation #1 | TAB-DIG-P-0134 | 12000000 | TAB-DIG-P-1633 | Observe the sludge recirculation pump discharge pressure for
TAB-DIG-02 | 1 | Observe the sludge recirculation pump discharge pressure- 3 Months | Pump, Sludge Recirculation #1 | TAB-DIG-P-0134 | 15000000 | TAB-DIG-P-2133 | Observe the sludge recirculation pump discharge pressure for
TAB-DIG-02 | 1 | Observe the sludge recirculation pump discharge pressure- 3 Months | Pump, Sludge Recirculation #1 | TAB-DIG-P-0134 | 13000000 | TAB-DIG-P-1933 | Observe the sludge recirculation pump discharge pressure for
TAB-DIG-02 | 1 | Observe the sludge recirculation pump discharge pressure- 3 Months | Pump, Sludge Recirculation #1 | TAB-DIG-P-0134 | 19000000 | TAB-DIG-P-1534 | Observe the sludge recirculation pump discharge pressure for
TAB-DIG-02 | 1 | Observe the sludge recirculation pump discharge pressure- 3 Months | Pump, Sludge Recirculation #1 | TAB-DIG-P-0134 | 14000000 | TAB-DIG-P-2033 | Observe the sludge recirculation pump discharge pressure for
TAB-DIG-02 | 1 | Observe the sludge recirculation pump discharge pressure- 3 Months | Pump, Sludge Recirculation #1 | TAB-DIG-P-0134 | 23000000 | DX2025A | Observe the sludge recirculation pump discharge pressure for
TAB-DIG-02 | 1 | Observe the sludge recirculation pump discharge pressure- 3 Months | Pump, Sludge Recirculation #1 | TAB-DIG-P-0134 | 16000000 | TAB-DIG-P-2233 | Observe the sludge recirculation pump discharge pressure for
TAB-DIG-02 | 1 | Observe the sludge recirculation pump discharge pressure- 3 Months | Pump, Sludge Recirculation #1 | TAB-DIG-P-0134 | 26000000 | DX2028A | Observe the sludge recirculation pump discharge pressure for
TAB-DIG-02 | 1 | Observe the sludge recirculation pump discharge pressure- 3 Months | Pump, Sludge Recirculation #1 | TAB-DIG-P-0134 | 17000000 | TAB-DIG-P-1334 | Observe the sludge recirculation pump discharge pressure for
TAB-DIG-02 | 1 | Observe the sludge recirculation pump discharge pressure- 3 Months | Pump, Sludge Recirculation #1 | TAB-DIG-P-0134 | 28000000 | DX2030A | Observe the sludge recirculation pump discharge pressure for
TAB-DIG-02 | 1 | Observe the sludge recirculation pump discharge pressure- 3 Months | Pump, Sludge Recirculation #1 | TAB-DIG-P-0134 | 18000000 | TAB-DIG-P-1434 | Observe the sludge recirculation pump discharge pressure for
TAB-DIG-02 | 1 | Observe the sludge recirculation pump discharge pressure- 3 Months | Pump, Sludge Recirculation #1 | TAB-DIG-P-0134 | 20000000 | TAB-DIG-P-1634 | Observe the sludge recirculation pump discharge pressure for
TAB-DIG-02 | 1 | Observe the sludge recirculation pump discharge pressure- 3 Months | Pump, Sludge Recirculation #1 | TAB-DIG-P-0134 | 21000000 | DX2023A | Observe the sludge recirculation pump discharge pressure for
TAB-DIG-02 | 1 | Observe the sludge recirculation pump discharge pressure- 3 Months | Pump, Sludge Recirculation #1 | TAB-DIG-P-0134 | 22000000 | DX2024A | Observe the sludge recirculation pump discharge pressure for
TAB-DIG-02 | 1 | Observe the sludge recirculation pump discharge pressure- 3 Months | Pump, Sludge Recirculation #1 | TAB-DIG-P-0134 | 24000000 | DX2026A | Observe the sludge recirculation pump discharge pressure for
TAB-DIG-02 | 1 | Observe the sludge recirculation pump discharge pressure- 3 Months | Pump, Sludge Recirculation #1 | TAB-DIG-P-0134 | 25000000 | DX2027A | Observe the sludge recirculation pump discharge pressure for
TAB-DIG-02 | 1 | Observe the sludge recirculation pump discharge pressure- 3 Months | Pump, Sludge Recirculation #1 | TAB-DIG-P-0134 | 27000000 | DX2029A | Observe the sludge recirculation pump discharge pressure for
TAB-DIG-02 | 2 | Sludge Pump Oil Analysis- 3 Months | Digester Tanks 5-8 | TAB-DIG-T-05-08 | 1000000 | TAB-DIG-P-4053 | Oil analysis of the sludge mixing pump for
TAB-DIG-02 | 2 | Sludge Pump Oil Analysis- 3 Months | Digester Tanks 5-8 | TAB-DIG-T-05-08 | 2000000 | TAB-DIG-P-4054 | Oil analysis of the sludge mixing pump for
TAB-DIG-02 | 2 | Sludge Pump Oil Analysis- 3 Months | Digester Tanks 5-8 | TAB-DIG-T-05-08 | 4000000 | TAB-DIG-P-4064 | Oil analysis of the sludge mixing pump for
TAB-DIG-02 | 2 | Sludge Pump Oil Analysis- 3 Months | Digester Tanks 5-8 | TAB-DIG-T-05-08 | 3000000 | TAB-DIG-P-4063 | Oil analysis of the sludge mixing pump for
TAB-DIG-02 | 2 | Sludge Pump Oil Analysis- 3 Months | Digester Tanks 5-8 | TAB-DIG-T-05-08 | 5000000 | TAB-DIG-P-4073 | Oil analysis of the sludge mixing pump for
TAB-DIG-02 | 2 | Sludge Pump Oil Analysis- 3 Months | Digester Tanks 5-8 | TAB-DIG-T-05-08 | 8000000 | TAB-DIG-P-4084 | Oil analysis of the sludge mixing pump for
TAB-DIG-02 | 2 | Sludge Pump Oil Analysis- 3 Months | Digester Tanks 5-8 | TAB-DIG-T-05-08 | 6000000 | TAB-DIG-P-4074 | Oil analysis of the sludge mixing pump for
TAB-DIG-02 | 2 | Sludge Pump Oil Analysis- 3 Months | Digester Tanks 5-8 | TAB-DIG-T-05-08 | 7000000 | TAB-DIG-P-4083 | Oil analysis of the sludge mixing pump for
TAB-DIG-02 | 2 | Sludge Pump Oil Analysis- 3 Months | Digester Tanks 9-12 | TAB-DIG-T-09-12 | 1000000 | DX2023A | Oil analysis of the sludge transfer pump bearing for
TAB-DIG-02 | 2 | Sludge Pump Oil Analysis- 3 Months | Digester Tanks 9-12 | TAB-DIG-T-09-12 | 2000000 | DX2024A | Oil analysis of the sludge transfer pump bearing for
TAB-DIG-02 | 2 | Sludge Pump Oil Analysis- 3 Months | Digester Tanks 9-12 | TAB-DIG-T-09-12 | 4000000 | DX2026A | Oil analysis of the sludge transfer pump bearing for
TAB-DIG-02 | 2 | Sludge Pump Oil Analysis- 3 Months | Digester Tanks 9-12 | TAB-DIG-T-09-12 | 3000000 | DX2025A | Oil analysis of the sludge transfer pump bearing for
TAB-DIG-02 | 4 | Lubricate the sludge recirculation pump bearings- 6 months | Digester Tanks 1-4 | TAB-DIG-T-01-04 | 1000000 | TAB-DIG-P-0134 | Lubricate the sludge recirculation pump bearings for
TAB-DIG-02 | 4 | Lubricate the sludge recirculation pump bearings- 6 months | Digester Tanks 1-4 | TAB-DIG-T-01-04 | 4000000 | TAB-DIG-P-0434 | Lubricate the sludge recirculation pump bearings for
TAB-DIG-02 | 4 | Lubricate the sludge recirculation pump bearings- 6 months | Digester Tanks 1-4 | TAB-DIG-T-01-04 | 2000000 | TAB-DIG-P-0234 | Lubricate the sludge recirculation pump bearings for
TAB-DIG-02 | 4 | Lubricate the sludge recirculation pump bearings- 6 months | Digester Tanks 1-4 | TAB-DIG-T-01-04 | 3000000 | TAB-DIG-P-0334 | Lubricate the sludge recirculation pump bearings for
TAB-DIG-02 | 5 | Lubricate the sludge recirculation motor/pump coupling-Yearly | Digester Tanks 9-12 | TAB-DIG-T-09-12 | 1000000 | DX2027A | Inspect the sludge recirculation pumpmotor coupling for
TAB-DIG-02 | 5 | Lubricate the sludge recirculation motor/pump coupling-Yearly | Digester Tanks 9-12 | TAB-DIG-T-09-12 | 4000000 | DX2030A | Inspect the sludge recirculation pumpmotor coupling for
TAB-DIG-02 | 5 | Lubricate the sludge recirculation motor/pump coupling-Yearly | Digester Tanks 9-12 | TAB-DIG-T-09-12 | 2000000 | DX2028A | Inspect the sludge recirculation pumpmotor coupling for
TAB-DIG-02 | 5 | Lubricate the sludge recirculation motor/pump coupling-Yearly | Digester Tanks 9-12 | TAB-DIG-T-09-12 | 3000000 | DX2029A | Inspect the sludge recirculation pumpmotor coupling for
TAB-DIG-02 | 9 | Valve inspections- 2 Years | Digester Tanks 19-22 | TAB-DIG-T-19-22 | 4000000 | TAB-DIG-V-2211 | Inspect the routing and isolation valve casing
TAB-DIG-02 | 9 | Valve inspections- 2 Years | Digester Tanks 19-22 | TAB-DIG-T-19-22 | 1000000 | TAB-DIG-V-2175 | Inspect the routing and isolation valve casing
TAB-DIG-02 | 9 | Valve inspections- 2 Years | Digester Tanks 19-22 | TAB-DIG-T-19-22 | 5000000 | TAB-DIG-V-2212 | Inspect the routing and isolation valve casing
TAB-DIG-02 | 9 | Valve inspections- 2 Years | Digester Tanks 19-22 | TAB-DIG-T-19-22 | 2000000 | TAB-DIG-V-2176 | Inspect the routing and isolation valve casing
TAB-DIG-02 | 9 | Valve inspections- 2 Years | Digester Tanks 19-22 | TAB-DIG-T-19-22 | 7000000 | TAB-DIG-V-2275 | Inspect the routing and isolation valve casing
TAB-DIG-02 | 9 | Valve inspections- 2 Years | Digester Tanks 19-22 | TAB-DIG-T-19-22 | 3000000 | TAB-DIG-V-2177 | Inspect the routing and isolation valve casing
TAB-DIG-02 | 9 | Valve inspections- 2 Years | Digester Tanks 19-22 | TAB-DIG-T-19-22 | 8000000 | TAB-DIG-V-2276 | Inspect the routing and isolation valve casing
TAB-DIG-02 | 9 | Valve inspections- 2 Years | Digester Tanks 19-22 | TAB-DIG-T-19-22 | 6000000 | TAB-DIG-V-2213 | Inspect the routing and isolation valve casing
TAB-DIG-02 | 9 | Valve inspections- 2 Years | Digester Tanks 19-22 | TAB-DIG-T-19-22 | 9000000 | TAB-DIG-V-2277 | Inspect the routing and isolation valve casing
TAB-DIG-02 | 12 | Inspect the sludge mixing pump discharge check valve pin- 5 Years | Valve, Check, Sludge, Pump Discharge | TAB-DIG-V-4013C | 1000000 | TAB-DIG-V-4013C | Inspect the sludge mixing pump discharge check valve pin for
TAB-DIG-02 | 12 | Inspect the sludge mixing pump discharge check valve pin- 5 Years | Valve, Check, Sludge, Pump Discharge | TAB-DIG-V-4013C | 2000000 | TAB-DIG-V-4014C | Inspect the sludge mixing pump discharge check valve pin for
TAB-DIG-02 | 12 | Inspect the sludge mixing pump discharge check valve pin- 5 Years | Valve, Check, Sludge, Pump Discharge | TAB-DIG-V-4013C | 3000000 | TAB-DIG-V-4023C | Inspect the sludge mixing pump discharge check valve pin for
TAB-DIG-02 | 12 | Inspect the sludge mixing pump discharge check valve pin- 5 Years | Valve, Check, Sludge, Pump Discharge | TAB-DIG-V-4013C | 4000000 | TAB-DIG-V-4024C | Inspect the sludge mixing pump discharge check valve pin for
TAB-DIG-02 | 12 | Inspect the sludge mixing pump discharge check valve pin- 5 Years | Valve, Check, Sludge, Pump Discharge | TAB-DIG-V-4013C | 9000000 | TAB-DIG-V-4053C | Inspect the sludge mixing pump discharge check valve pin for
TAB-DIG-02 | 12 | Inspect the sludge mixing pump discharge check valve pin- 5 Years | Valve, Check, Sludge, Pump Discharge | TAB-DIG-V-4013C | 5000000 | TAB-DIG-V-4033C | Inspect the sludge mixing pump discharge check valve pin for
TAB-DIG-02 | 12 | Inspect the sludge mixing pump discharge check valve pin- 5 Years | Valve, Check, Sludge, Pump Discharge | TAB-DIG-V-4013C | 10000000 | TAB-DIG-V-4054C | Inspect the sludge mixing pump discharge check valve pin for
TAB-DIG-02 | 12 | Inspect the sludge mixing pump discharge check valve pin- 5 Years | Valve, Check, Sludge, Pump Discharge | TAB-DIG-V-4013C | 6000000 | TAB-DIG-V-4034C | Inspect the sludge mixing pump discharge check valve pin for
TAB-DIG-02 | 12 | Inspect the sludge mixing pump discharge check valve pin- 5 Years | Valve, Check, Sludge, Pump Discharge | TAB-DIG-V-4013C | 11000000 | TAB-DIG-V-4063C | Inspect the sludge mixing pump discharge check valve pin for
TAB-DIG-02 | 12 | Inspect the sludge mixing pump discharge check valve pin- 5 Years | Valve, Check, Sludge, Pump Discharge | TAB-DIG-V-4013C | 7000000 | TAB-DIG-V-4043C | Inspect the sludge mixing pump discharge check valve pin for
TAB-DIG-02 | 12 | Inspect the sludge mixing pump discharge check valve pin- 5 Years | Valve, Check, Sludge, Pump Discharge | TAB-DIG-V-4013C | 13000000 | TAB-DIG-V-4073C | Inspect the sludge mixing pump discharge check valve pin for
TAB-DIG-02 | 12 | Inspect the sludge mixing pump discharge check valve pin- 5 Years | Valve, Check, Sludge, Pump Discharge | TAB-DIG-V-4013C | 8000000 | TAB-DIG-V-4044C | Inspect the sludge mixing pump discharge check valve pin for
TAB-DIG-02 | 12 | Inspect the sludge mixing pump discharge check valve pin- 5 Years | Valve, Check, Sludge, Pump Discharge | TAB-DIG-V-4013C | 15000000 | TAB-DIG-V-4083C | Inspect the sludge mixing pump discharge check valve pin for
TAB-DIG-02 | 12 | Inspect the sludge mixing pump discharge check valve pin- 5 Years | Valve, Check, Sludge, Pump Discharge | TAB-DIG-V-4013C | 12000000 | TAB-DIG-V-4063C | Inspect the sludge mixing pump discharge check valve pin for
TAB-DIG-02 | 12 | Inspect the sludge mixing pump discharge check valve pin- 5 Years | Valve, Check, Sludge, Pump Discharge | TAB-DIG-V-4013C | 16000000 | TAB-DIG-V-4084C | Inspect the sludge mixing pump discharge check valve pin for
TAB-DIG-02 | 12 | Inspect the sludge mixing pump discharge check valve pin- 5 Years | Valve, Check, Sludge, Pump Discharge | TAB-DIG-V-4013C | 14000000 | TAB-DIG-V-4074C | Inspect the sludge mixing pump discharge check valve pin for
TAB-DIG-02 | 13 | Inspect the sludge mixing pump discharge check valve pin- 5 Years | Valve, Check, Sludge, Pump Discharge | TAB-DIG-V-0134C | 1000000 | TAB-DIG-V-0134C | Inspect the sludge recirculation pump discharge check valve pin for
TAB-DIG-02 | 13 | Inspect the sludge mixing pump discharge check valve pin- 5 Years | Valve, Check, Sludge, Pump Discharge | TAB-DIG-V-0134C | 2000000 | TAB-DIG-V-0234C | Inspect the sludge recirculation pump discharge check valve pin for
TAB-DIG-02 | 13 | Inspect the sludge mixing pump discharge check valve pin- 5 Years | Valve, Check, Sludge, Pump Discharge | TAB-DIG-V-0134C | 5000000 | TAB-DIG-V-0534C | Inspect the sludge recirculation pump discharge check valve pin for
TAB-DIG-02 | 13 | Inspect the sludge mixing pump discharge check valve pin- 5 Years | Valve, Check, Sludge, Pump Discharge | TAB-DIG-V-0134C | 3000000 | TAB-DIG-V-0334C | Inspect the sludge recirculation pump discharge check valve pin for
TAB-DIG-02 | 13 | Inspect the sludge mixing pump discharge check valve pin- 5 Years | Valve, Check, Sludge, Pump Discharge | TAB-DIG-V-0134C | 6000000 | TAB-DIG-V-0634C | Inspect the sludge recirculation pump discharge check valve pin for
TAB-DIG-02 | 13 | Inspect the sludge mixing pump discharge check valve pin- 5 Years | Valve, Check, Sludge, Pump Discharge | TAB-DIG-V-0134C | 4000000 | TAB-DIG-V-0434C | Inspect the sludge recirculation pump discharge check valve pin for
TAB-DIG-02 | 13 | Inspect the sludge mixing pump discharge check valve pin- 5 Years | Valve, Check, Sludge, Pump Discharge | TAB-DIG-V-0134C | 8000000 | TAB-DIG-V-0834C | Inspect the sludge recirculation pump discharge check valve pin for
TAB-DIG-02 | 13 | Inspect the sludge mixing pump discharge check valve pin- 5 Years | Valve, Check, Sludge, Pump Discharge | TAB-DIG-V-0134C | 7000000 | TAB-DIG-V-0734C | Inspect the sludge recirculation pump discharge check valve pin for
TAB-DIG-02 | 13 | Inspect the sludge mixing pump discharge check valve pin- 5 Years | Valve, Check, Sludge, Pump Discharge | TAB-DIG-V-0134C | 9000000 | TAB-DIG-V-1333D | Inspect the sludge recirculation pump discharge check valve pin for
TAB-DIG-02 | 13 | Inspect the sludge mixing pump discharge check valve pin- 5 Years | Valve, Check, Sludge, Pump Discharge | TAB-DIG-V-0134C | 12000000 | TAB-DIG-V-1434D | Inspect the sludge recirculation pump discharge check valve pin for
TAB-DIG-02 | 13 | Inspect the sludge mixing pump discharge check valve pin- 5 Years | Valve, Check, Sludge, Pump Discharge | TAB-DIG-V-0134C | 10000000 | TAB-DIG-V-1334D | Inspect the sludge recirculation pump discharge check valve pin for
TAB-DIG-02 | 13 | Inspect the sludge mixing pump discharge check valve pin- 5 Years | Valve, Check, Sludge, Pump Discharge | TAB-DIG-V-0134C | 15000000 | TAB-DIG-V-1633D | Inspect the sludge recirculation pump discharge check valve pin for
TAB-DIG-02 | 13 | Inspect the sludge mixing pump discharge check valve pin- 5 Years | Valve, Check, Sludge, Pump Discharge | TAB-DIG-V-0134C | 11000000 | TAB-DIG-V-1433D | Inspect the sludge recirculation pump discharge check valve pin for
TAB-DIG-02 | 13 | Inspect the sludge mixing pump discharge check valve pin- 5 Years | Valve, Check, Sludge, Pump Discharge | TAB-DIG-V-0134C | 16000000 | TAB-DIG-V-1634D | Inspect the sludge recirculation pump discharge check valve pin for
TAB-DIG-02 | 13 | Inspect the sludge mixing pump discharge check valve pin- 5 Years | Valve, Check, Sludge, Pump Discharge | TAB-DIG-V-0134C | 13000000 | TAB-DIG-V-1434D | Inspect the sludge recirculation pump discharge check valve pin for
TAB-DIG-02 | 13 | Inspect the sludge mixing pump discharge check valve pin- 5 Years | Valve, Check, Sludge, Pump Discharge | TAB-DIG-V-0134C | 17000000 | TAB-DIG-V-1933C | Inspect the sludge recirculation pump discharge check valve pin for
TAB-DIG-02 | 13 | Inspect the sludge mixing pump discharge check valve pin- 5 Years | Valve, Check, Sludge, Pump Discharge | TAB-DIG-V-0134C | 14000000 | TAB-DIG-V-1534D | Inspect the sludge recirculation pump discharge check valve pin for
TAB-DIG-02 | 13 | Inspect the sludge mixing pump discharge check valve pin- 5 Years | Valve, Check, Sludge, Pump Discharge | TAB-DIG-V-0134C | 18000000 | TAB-DIG-V-1934C | Inspect the sludge recirculation pump discharge check valve pin for
TAB-DIG-02 | 13 | Inspect the sludge mixing pump discharge check valve pin- 5 Years | Valve, Check, Sludge, Pump Discharge | TAB-DIG-V-0134C | 20000000 | TAB-DIG-V-2034C | Inspect the sludge recirculation pump discharge check valve pin for
TAB-DIG-02 | 13 | Inspect the sludge mixing pump discharge check valve pin- 5 Years | Valve, Check, Sludge, Pump Discharge | TAB-DIG-V-0134C | 19000000 | TAB-DIG-V-2034C | Inspect the sludge recirculation pump discharge check valve pin for
TAB-DIG-02 | 13 | Inspect the sludge mixing pump discharge check valve pin- 5 Years | Valve, Check, Sludge, Pump Discharge | TAB-DIG-V-0134C | 21000000 | TAB-DIG-V-2133C | Inspect the sludge recirculation pump discharge check valve pin for
TAB-DIG-02 | 13 | Inspect the sludge mixing pump discharge check valve pin- 5 Years | Valve, Check, Sludge, Pump Discharge | TAB-DIG-V-0134C | 23000000 | TAB-DIG-V-2233C | Inspect the sludge recirculation pump discharge check valve pin for
TAB-DIG-02 | 13 | Inspect the sludge mixing pump discharge check valve pin- 5 Years | Valve, Check, Sludge, Pump Discharge | TAB-DIG-V-0134C | 22000000 | TAB-DIG-V-2134C | Inspect the sludge recirculation pump discharge check valve pin for
TAB-DIG-02 | 13 | Inspect the sludge mixing pump discharge check valve pin- 5 Years | Valve, Check, Sludge, Pump Discharge | TAB-DIG-V-0134C | 24000000 | TAB-DIG-V-2234C | Inspect the sludge recirculation pump discharge check valve pin for
TAB-DIG-02 | 15 | Change the hot water recirculation pump/motor coupling lubrication- 3 Years (WA6) | (Item #14) Digester 13-16 Process Heating | TAB-ACC-6000 | 1000000 | TAB-ACC-P-5211 | Change the hot water recirculation pumpmotor coupling lubricant for
TAB-DIG-02 | 15 | Change the hot water recirculation pump/motor coupling lubrication- 3 Years (WA6) | (Item #14) Digester 13-16 Process Heating | TAB-ACC-6000 | 2000000 | TAB-ACC-P-5212 | Change the hot water recirculation pumpmotor coupling lubricant for
TAB-DIG-02 | 15 | Change the hot water recirculation pump/motor coupling lubrication- 3 Years (WA6) | (Item #14) Digester 13-16 Process Heating | TAB-ACC-6000 | 3000000 | TAB-ACC-P-6011 | Change the hot water recirculation pumpmotor coupling lubricant for
TAB-DIG-02 | 15 | Change the hot water recirculation pump/motor coupling lubrication- 3 Years (WA6) | (Item #14) Digester 13-16 Process Heating | TAB-ACC-6000 | 4000000 | TAB-ACC-P-6012 | Change the hot water recirculation pumpmotor coupling lubricant for
TAB-DIG-02 | 16 | Vehicle Weekly Inspection | TAB-Routine Work Area 5 | TAB-RTE-WA5 | 3000000 | TAB-GRK-VEH-378319 | Weekly Inspection of Vehicle for
TAB-DIG-02 | 16 | Vehicle Weekly Inspection | TAB-Routine Work Area 5 | TAB-RTE-WA5 | 1000000 | TAB-GRK-VEH-378271 | Weekly Inspection of Vehicle for
TAB-DIG-02 | 16 | Vehicle Weekly Inspection | TAB-Routine Work Area 5 | TAB-RTE-WA5 | 2000000 | TAB-GRK-VEH-378318 | Weekly Inspection of Vehicle for
TAB-DIG-02 | 16 | Vehicle Weekly Inspection | TAB-Routine Work Area 5 | TAB-RTE-WA5 | 4000000 | TAB-GRK-VEH-378308 | Weekly Inspection of Vehicle for
TAB-DIG-02 | 19 | Mixing Pumps Checks - Monday | Digester Tanks 1-4 | TAB-DIG-T-01-04 | 2000000 | TAB-DIG-P-4014 | Check Mixing Pump for
TAB-DIG-02 | 19 | Mixing Pumps Checks - Monday | Digester Tanks 1-4 | TAB-DIG-T-01-04 | 1000000 | TAB-DIG-P-4013 | Check Mixing Pump for
TAB-DIG-02 | 19 | Mixing Pumps Checks - Monday | Digester Tanks 1-4 | TAB-DIG-T-01-04 | 3000000 | TAB-DIG-P-4023 | Check Mixing Pump for
TAB-DIG-02 | 19 | Mixing Pumps Checks - Monday | Digester Tanks 1-4 | TAB-DIG-T-01-04 | 4000000 | TAB-DIG-P-4024 | Check Mixing Pump for
TAB-DIG-02 | 19 | Mixing Pumps Checks - Monday | Digester Tanks 1-4 | TAB-DIG-T-01-04 | 5000000 | TAB-DIG-P-4033 | Check Mixing Pump for
TAB-DIG-02 | 19 | Mixing Pumps Checks - Monday | Digester Tanks 1-4 | TAB-DIG-T-01-04 | 6000000 | TAB-DIG-P-4034 | Check Mixing Pump for
TAB-DIG-02 | 19 | Mixing Pumps Checks - Monday | Digester Tanks 1-4 | TAB-DIG-T-01-04 | 7000000 | TAB-DIG-P-4043 | Check Mixing Pump for
TAB-DIG-02 | 19 | Mixing Pumps Checks - Monday | Digester Tanks 1-4 | TAB-DIG-T-01-04 | 8000000 | TAB-DIG-P-4044 | Check Mixing Pump for
TAB-DIG-02 | 19 | Mixing Pumps Checks - Monday | Digester Tanks 5-8 | TAB-DIG-T-05-08 | 1000000 | TAB-DIG-P-4053 | Check Mixing Pump for
TAB-DIG-02 | 19 | Mixing Pumps Checks - Monday | Digester Tanks 5-8 | TAB-DIG-T-05-08 | 2000000 | TAB-DIG-P-4054 | Check Mixing Pump for
TAB-DIG-02 | 19 | Mixing Pumps Checks - Monday | Digester Tanks 5-8 | TAB-DIG-T-05-08 | 3000000 | TAB-DIG-P-4063 | Check Mixing Pump for
TAB-DIG-02 | 19 | Mixing Pumps Checks - Monday | Digester Tanks 5-8 | TAB-DIG-T-05-08 | 6000000 | TAB-DIG-P-4074 | Check Mixing Pump for
TAB-DIG-02 | 19 | Mixing Pumps Checks - Monday | Digester Tanks 5-8 | TAB-DIG-T-05-08 | 7000000 | TAB-DIG-P-4083 | Check Mixing Pump for
TAB-DIG-02 | 19 | Mixing Pumps Checks - Monday | Digester Tanks 5-8 | TAB-DIG-T-05-08 | 4000000 | TAB-DIG-P-4064 | Check Mixing Pump for
TAB-DIG-02 | 19 | Mixing Pumps Checks - Monday | Digester Tanks 5-8 | TAB-DIG-T-05-08 | 5000000 | TAB-DIG-P-4073 | Check Mixing Pump for
TAB-DIG-02 | 19 | Mixing Pumps Checks - Monday | Digester Tanks 5-8 | TAB-DIG-T-05-08 | 8000000 | TAB-DIG-P-4084 | Check Mixing Pump for
TAB-DIG-02 | 20 | Recirculating Pumps Checks - Monday | Digester Tanks 1-4 | TAB-DIG-T-01-04 | 1000000 | TAB-DIG-P-0134 | Check Reciculating Pump for
TAB-DIG-02 | 20 | Recirculating Pumps Checks - Monday | Digester Tanks 1-4 | TAB-DIG-T-01-04 | 2000000 | TAB-DIG-P-0234 | Check Reciculating Pump for
TAB-DIG-02 | 20 | Recirculating Pumps Checks - Monday | Digester Tanks 1-4 | TAB-DIG-T-01-04 | 3000000 | TAB-DIG-P-0334 | Check Reciculating Pump for
TAB-DIG-02 | 20 | Recirculating Pumps Checks - Monday | Digester Tanks 1-4 | TAB-DIG-T-01-04 | 4000000 | TAB-DIG-P-0434 | Check Reciculating Pump for
TAB-DIG-02 | 20 | Recirculating Pumps Checks - Monday | Digester Tanks 5-8 | TAB-DIG-T-05-08 | 2000000 | TAB-DIG-P-0634 | Check Reciculating Pump for
TAB-DIG-02 | 20 | Recirculating Pumps Checks - Monday | Digester Tanks 5-8 | TAB-DIG-T-05-08 | 3000000 | TAB-DIG-P-0734 | Check Reciculating Pump for
TAB-DIG-02 | 20 | Recirculating Pumps Checks - Monday | Digester Tanks 5-8 | TAB-DIG-T-05-08 | 1000000 | TAB-DIG-P-0534 | Check Reciculating Pump for
TAB-DIG-02 | 20 | Recirculating Pumps Checks - Monday | Digester Tanks 5-8 | TAB-DIG-T-05-08 | 4000000 | TAB-DIG-P-0834 | Check Reciculating Pump for
TAB-DIG-02 | 21 | TWAS Pumps Checks - Monday | TAB-Routine Work Area 5 | TAB-RTE-WA5 | 1000000 | TAB-THK-P-2101 | Check TWAS Pump for
TAB-DIG-02 | 21 | TWAS Pumps Checks - Monday | TAB-Routine Work Area 5 | TAB-RTE-WA5 | 2000000 | TAB-THK-P-2102 | Check TWAS Pump for
TAB-DIG-02 | 21 | TWAS Pumps Checks - Monday | TAB-Routine Work Area 5 | TAB-RTE-WA5 | 5000000 | TAB-THK-P-2301 | Check TWAS Pump for
TAB-DIG-02 | 21 | TWAS Pumps Checks - Monday | TAB-Routine Work Area 5 | TAB-RTE-WA5 | 3000000 | TAB-THK-P-2201 | Check TWAS Pump for
TAB-DIG-02 | 21 | TWAS Pumps Checks - Monday | TAB-Routine Work Area 5 | TAB-RTE-WA5 | 6000000 | TAB-THK-P-2302 | Check TWAS Pump for
TAB-DIG-02 | 21 | TWAS Pumps Checks - Monday | TAB-Routine Work Area 5 | TAB-RTE-WA5 | 4000000 | TAB-THK-P-2202 | Check TWAS Pump for
TAB-DIG-02 | 21 | TWAS Pumps Checks - Monday | TAB-Routine Work Area 5 | TAB-RTE-WA5 | 7000000 | TAB-THK-P-2401 | Check TWAS Pump for
TAB-DIG-02 | 21 | TWAS Pumps Checks - Monday | TAB-Routine Work Area 5 | TAB-RTE-WA5 | 8000000 | TAB-THK-P-2402 | Check TWAS Pump for
TAB-DIG-02 | 21 | TWAS Pumps Checks - Monday | TAB-Routine Work Area 5 | TAB-RTE-WA5 | 9000000 | TAB-THK-P-2501 | Check TWAS Pump for
TAB-DIG-02 | 22 | Mixing Pumps Checks - Friday | Digester Tanks 1-4 | TAB-DIG-T-01-04 | 2000000 | TAB-DIG-P-4014 | Check Mixing Pump for
TAB-DIG-02 | 22 | Mixing Pumps Checks - Friday | Digester Tanks 1-4 | TAB-DIG-T-01-04 | 1000000 | TAB-DIG-P-4013 | Check Mixing Pump for
TAB-DIG-02 | 22 | Mixing Pumps Checks - Friday | Digester Tanks 1-4 | TAB-DIG-T-01-04 | 4000000 | TAB-DIG-P-4024 | Check Mixing Pump for
TAB-DIG-02 | 22 | Mixing Pumps Checks - Friday | Digester Tanks 1-4 | TAB-DIG-T-01-04 | 3000000 | TAB-DIG-P-4023 | Check Mixing Pump for
TAB-DIG-02 | 22 | Mixing Pumps Checks - Friday | Digester Tanks 1-4 | TAB-DIG-T-01-04 | 7000000 | TAB-DIG-P-4043 | Check Mixing Pump for
TAB-DIG-02 | 22 | Mixing Pumps Checks - Friday | Digester Tanks 1-4 | TAB-DIG-T-01-04 | 5000000 | TAB-DIG-P-4033 | Check Mixing Pump for
TAB-DIG-02 | 22 | Mixing Pumps Checks - Friday | Digester Tanks 1-4 | TAB-DIG-T-01-04 | 8000000 | TAB-DIG-P-4044 | Check Mixing Pump for
TAB-DIG-02 | 22 | Mixing Pumps Checks - Friday | Digester Tanks 1-4 | TAB-DIG-T-01-04 | 6000000 | TAB-DIG-P-4034 | Check Mixing Pump for
TAB-DIG-02 | 22 | Mixing Pumps Checks - Friday | Digester Tanks 5-8 | TAB-DIG-T-05-08 | 1000000 | TAB-DIG-P-4053 | Check Mixing Pump for
TAB-DIG-02 | 22 | Mixing Pumps Checks - Friday | Digester Tanks 5-8 | TAB-DIG-T-05-08 | 3000000 | TAB-DIG-P-4063 | Check Mixing Pump for
TAB-DIG-02 | 22 | Mixing Pumps Checks - Friday | Digester Tanks 5-8 | TAB-DIG-T-05-08 | 2000000 | TAB-DIG-P-4054 | Check Mixing Pump for
TAB-DIG-02 | 22 | Mixing Pumps Checks - Friday | Digester Tanks 5-8 | TAB-DIG-T-05-08 | 5000000 | TAB-DIG-P-4073 | Check Mixing Pump for
TAB-DIG-02 | 22 | Mixing Pumps Checks - Friday | Digester Tanks 5-8 | TAB-DIG-T-05-08 | 4000000 | TAB-DIG-P-4064 | Check Mixing Pump for
TAB-DIG-02 | 22 | Mixing Pumps Checks - Friday | Digester Tanks 5-8 | TAB-DIG-T-05-08 | 7000000 | TAB-DIG-P-4083 | Check Mixing Pump for
TAB-DIG-02 | 22 | Mixing Pumps Checks - Friday | Digester Tanks 5-8 | TAB-DIG-T-05-08 | 6000000 | TAB-DIG-P-4074 | Check Mixing Pump for
TAB-DIG-02 | 22 | Mixing Pumps Checks - Friday | Digester Tanks 5-8 | TAB-DIG-T-05-08 | 8000000 | TAB-DIG-P-4084 | Check Mixing Pump for
TAB-DIG-02 | 23 | Recirculating Pumps Checks - Friday | Digester Tanks 1-4 | TAB-DIG-T-01-04 | 1000000 | TAB-DIG-P-0134 | Check Reciculating Pump for
TAB-DIG-02 | 23 | Recirculating Pumps Checks - Friday | Digester Tanks 1-4 | TAB-DIG-T-01-04 | 3000000 | TAB-DIG-P-0334 | Check Reciculating Pump for
TAB-DIG-02 | 23 | Recirculating Pumps Checks - Friday | Digester Tanks 1-4 | TAB-DIG-T-01-04 | 2000000 | TAB-DIG-P-0234 | Check Reciculating Pump for
TAB-DIG-02 | 23 | Recirculating Pumps Checks - Friday | Digester Tanks 1-4 | TAB-DIG-T-01-04 | 4000000 | TAB-DIG-P-0434 | Check Reciculating Pump for
TAB-DIG-02 | 23 | Recirculating Pumps Checks - Friday | Digester Tanks 5-8 | TAB-DIG-T-05-08 | 2000000 | TAB-DIG-P-0634 | Check Reciculating Pump for
TAB-DIG-02 | 23 | Recirculating Pumps Checks - Friday | Digester Tanks 5-8 | TAB-DIG-T-05-08 | 3000000 | TAB-DIG-P-0734 | Check Reciculating Pump for
TAB-DIG-02 | 23 | Recirculating Pumps Checks - Friday | Digester Tanks 5-8 | TAB-DIG-T-05-08 | 1000000 | TAB-DIG-P-0534 | Check Reciculating Pump for
TAB-DIG-02 | 23 | Recirculating Pumps Checks - Friday | Digester Tanks 5-8 | TAB-DIG-T-05-08 | 4000000 | TAB-DIG-P-0834 | Check Reciculating Pump for
TAB-DIG-02 | 24 | TWAS Pumps Checks - Friday | Floatation - Thickened Waste Activated Sludge Pumps | TAB-THK-P-TWAS | 1000000 | TAB-THK-P-2101 | Check TWAS Pump for
TAB-DIG-02 | 24 | TWAS Pumps Checks - Friday | Floatation - Thickened Waste Activated Sludge Pumps | TAB-THK-P-TWAS | 2000000 | TAB-THK-P-2102 | Check TWAS Pump for
TAB-DIG-02 | 24 | TWAS Pumps Checks - Friday | Floatation - Thickened Waste Activated Sludge Pumps | TAB-THK-P-TWAS | 3000000 | TAB-THK-P-2201 | Check TWAS Pump for
TAB-DIG-02 | 24 | TWAS Pumps Checks - Friday | Floatation - Thickened Waste Activated Sludge Pumps | TAB-THK-P-TWAS | 5000000 | TAB-THK-P-2301 | Check TWAS Pump for
TAB-DIG-02 | 24 | TWAS Pumps Checks - Friday | Floatation - Thickened Waste Activated Sludge Pumps | TAB-THK-P-TWAS | 4000000 | TAB-THK-P-2202 | Check TWAS Pump for
TAB-DIG-02 | 24 | TWAS Pumps Checks - Friday | Floatation - Thickened Waste Activated Sludge Pumps | TAB-THK-P-TWAS | 6000000 | TAB-THK-P-2302 | Check TWAS Pump for
TAB-DIG-02 | 24 | TWAS Pumps Checks - Friday | Floatation - Thickened Waste Activated Sludge Pumps | TAB-THK-P-TWAS | 8000000 | TAB-THK-P-2402 | Check TWAS Pump for
TAB-DIG-02 | 24 | TWAS Pumps Checks - Friday | Floatation - Thickened Waste Activated Sludge Pumps | TAB-THK-P-TWAS | 7000000 | TAB-THK-P-2401 | Check TWAS Pump for
TAB-DIG-02 | 24 | TWAS Pumps Checks - Friday | Floatation - Thickened Waste Activated Sludge Pumps | TAB-THK-P-TWAS | 9000000 | TAB-THK-P-2501 | Check TWAS Pump for
TAB-DIG-02 | 31 | Clean the condensate tank and sediment accumulator- Yearly (2 Millwrights) | Digestion Tank 01 | TAB-DIG-T-0100 | 1000000 | TAB-DIG-D-0153 | Clean the condensate tank and sediment accumulator for
TAB-DIG-02 | 31 | Clean the condensate tank and sediment accumulator- Yearly (2 Millwrights) | Digestion Tank 01 | TAB-DIG-T-0100 | 3000000 | TAB-DIG-D-0253 | Clean the condensate tank and sediment accumulator for
TAB-DIG-02 | 31 | Clean the condensate tank and sediment accumulator- Yearly (2 Millwrights) | Digestion Tank 01 | TAB-DIG-T-0100 | 2000000 | TAB-DIG-D-0161 | Clean the condensate tank and sediment accumulator for
TAB-DIG-02 | 31 | Clean the condensate tank and sediment accumulator- Yearly (2 Millwrights) | Digestion Tank 02 | TAB-DIG-T-0200 | 1000000 | TAB-DIG-D-0153 | Clean the condensate tank and sediment accumulator for
TAB-DIG-02 | 31 | Clean the condensate tank and sediment accumulator- Yearly (2 Millwrights) | Digestion Tank 02 | TAB-DIG-T-0200 | 2000000 | TAB-DIG-D-0161 | Clean the condensate tank and sediment accumulator for
TAB-DIG-02 | 31 | Clean the condensate tank and sediment accumulator- Yearly (2 Millwrights) | Digestion Tank 02 | TAB-DIG-T-0200 | 3000000 | TAB-DIG-D-0253 | Clean the condensate tank and sediment accumulator for
TAB-DIG-02 | 31 | Clean the condensate tank and sediment accumulator- Yearly (2 Millwrights) | Digestion Tank 03 | TAB-DIG-T-0300 | 1000000 | TAB-DIG-D-0261 | Clean the condensate tank and sediment accumulator for
TAB-DIG-02 | 31 | Clean the condensate tank and sediment accumulator- Yearly (2 Millwrights) | Digestion Tank 03 | TAB-DIG-T-0300 | 2000000 | TAB-DIG-D-0353 | Clean the condensate tank and sediment accumulator for
TAB-DIG-02 | 31 | Clean the condensate tank and sediment accumulator- Yearly (2 Millwrights) | Digestion Tank 03 | TAB-DIG-T-0300 | 3000000 | TAB-DIG-D-0453 | Clean the condensate tank and sediment accumulator for
TAB-DIG-02 | 31 | Clean the condensate tank and sediment accumulator- Yearly (2 Millwrights) | Digestion Tank 04 | TAB-DIG-T-0400 | 1000000 | TAB-DIG-D-0261 | Clean the condensate tank and sediment accumulator for
TAB-DIG-02 | 31 | Clean the condensate tank and sediment accumulator- Yearly (2 Millwrights) | Digestion Tank 04 | TAB-DIG-T-0400 | 3000000 | TAB-DIG-D-0453 | Clean the condensate tank and sediment accumulator for
TAB-DIG-02 | 31 | Clean the condensate tank and sediment accumulator- Yearly (2 Millwrights) | Digestion Tank 04 | TAB-DIG-T-0400 | 2000000 | TAB-DIG-D-0353 | Clean the condensate tank and sediment accumulator for
TAB-DIG-02 | 31 | Clean the condensate tank and sediment accumulator- Yearly (2 Millwrights) | Digestion Tank 05 | TAB-DIG-T-0500 | 1000000 | TAB-DIG-D-0553 | Clean the condensate tank and sediment accumulator for
TAB-DIG-02 | 31 | Clean the condensate tank and sediment accumulator- Yearly (2 Millwrights) | Digestion Tank 05 | TAB-DIG-T-0500 | 2000000 | TAB-DIG-D-0561 | Clean the condensate tank and sediment accumulator for
TAB-DIG-02 | 31 | Clean the condensate tank and sediment accumulator- Yearly (2 Millwrights) | Digestion Tank 05 | TAB-DIG-T-0500 | 3000000 | TAB-DIG-D-0653 | Clean the condensate tank and sediment accumulator for
TAB-DIG-02 | 31 | Clean the condensate tank and sediment accumulator- Yearly (2 Millwrights) | Digestion Tank 06 | TAB-DIG-T-0600 | 1000000 | TAB-DIG-D-0553 | Clean the condensate tank and sediment accumulator for
TAB-DIG-02 | 31 | Clean the condensate tank and sediment accumulator- Yearly (2 Millwrights) | Digestion Tank 06 | TAB-DIG-T-0600 | 3000000 | TAB-DIG-D-0653 | Clean the condensate tank and sediment accumulator for
TAB-DIG-02 | 31 | Clean the condensate tank and sediment accumulator- Yearly (2 Millwrights) | Digestion Tank 06 | TAB-DIG-T-0600 | 2000000 | TAB-DIG-D-0561 | Clean the condensate tank and sediment accumulator for
TAB-DIG-02 | 31 | Clean the condensate tank and sediment accumulator- Yearly (2 Millwrights) | Digestion Tank 07 | TAB-DIG-T-0700 | 1000000 | TAB-DIG-D-0753 | Clean the condensate tank and sediment accumulator for
TAB-DIG-02 | 31 | Clean the condensate tank and sediment accumulator- Yearly (2 Millwrights) | Digestion Tank 07 | TAB-DIG-T-0700 | 2000000 | TAB-DIG-D-0761 | Clean the condensate tank and sediment accumulator for
TAB-DIG-02 | 31 | Clean the condensate tank and sediment accumulator- Yearly (2 Millwrights) | Digestion Tank 07 | TAB-DIG-T-0700 | 3000000 | TAB-DIG-D-0853 | Clean the condensate tank and sediment accumulator for
TAB-DIG-02 | 31 | Clean the condensate tank and sediment accumulator- Yearly (2 Millwrights) | Digestion Tank 08 | TAB-DIG-T-0800 | 1000000 | TAB-DIG-T-0752 | Clean the condensate tank and sediment accumulator for
TAB-DIG-02 | 31 | Clean the condensate tank and sediment accumulator- Yearly (2 Millwrights) | Digestion Tank 08 | TAB-DIG-T-0800 | 3000000 | TAB-DIG-T-0852 | Clean the condensate tank and sediment accumulator for
TAB-DIG-02 | 31 | Clean the condensate tank and sediment accumulator- Yearly (2 Millwrights) | Digestion Tank 08 | TAB-DIG-T-0800 | 2000000 | TAB-DIG-T-0760 | Clean the condensate tank and sediment accumulator for
TAB-DIG-02 | 31 | Clean the condensate tank and sediment accumulator- Yearly (2 Millwrights) | Tank, Digester tank, Digester 9 | TAB-DIG-T-0900 | 1000000 | DM2015A | Clean the condensate tank and sediment accumulator for
TAB-DIG-02 | 31 | Clean the condensate tank and sediment accumulator- Yearly (2 Millwrights) | Tank, Digester tank, Digester 9 | TAB-DIG-T-0900 | 2000000 | DM2016A | Clean the condensate tank and sediment accumulator for
TAB-DIG-02 | 31 | Clean the condensate tank and sediment accumulator- Yearly (2 Millwrights) | Tank, Digester tank, Digester 9 | TAB-DIG-T-0900 | 3000000 | DM2021A | Clean the condensate tank and sediment accumulator for
TAB-DIG-02 | 31 | Clean the condensate tank and sediment accumulator- Yearly (2 Millwrights) | Tank, Digester tank, Digester 10 | TAB-DIG-T-1000 | 3000000 | DM2021A | Clean the condensate tank and sediment accumulator for
TAB-DIG-02 | 31 | Clean the condensate tank and sediment accumulator- Yearly (2 Millwrights) | Tank, Digester tank, Digester 10 | TAB-DIG-T-1000 | 1000000 | DM2015A | Clean the condensate tank and sediment accumulator for
TAB-DIG-02 | 31 | Clean the condensate tank and sediment accumulator- Yearly (2 Millwrights) | Tank, Digester tank, Digester 10 | TAB-DIG-T-1000 | 2000000 | DM2016A | Clean the condensate tank and sediment accumulator for
TAB-DIG-02 | 31 | Clean the condensate tank and sediment accumulator- Yearly (2 Millwrights) | Tank, Digester tank, Digester 11 | TAB-DIG-T-1100 | 1000000 | DM2022A | Clean the condensate tank and sediment accumulator for
TAB-DIG-02 | 31 | Clean the condensate tank and sediment accumulator- Yearly (2 Millwrights) | Tank, Digester tank, Digester 11 | TAB-DIG-T-1100 | 2000000 | DM2023A | Clean the condensate tank and sediment accumulator for
TAB-DIG-02 | 31 | Clean the condensate tank and sediment accumulator- Yearly (2 Millwrights) | Tank, Digester tank, Digester 11 | TAB-DIG-T-1100 | 3000000 | DM2024A | Clean the condensate tank and sediment accumulator for
TAB-DIG-02 | 31 | Clean the condensate tank and sediment accumulator- Yearly (2 Millwrights) | Tank, Digester tank, Digester 12 | TAB-DIG-T-1200 | 1000000 | DM2022A | Clean the condensate tank and sediment accumulator for
TAB-DIG-02 | 31 | Clean the condensate tank and sediment accumulator- Yearly (2 Millwrights) | Tank, Digester tank, Digester 12 | TAB-DIG-T-1200 | 2000000 | DM2023A | Clean the condensate tank and sediment accumulator for
TAB-DIG-02 | 31 | Clean the condensate tank and sediment accumulator- Yearly (2 Millwrights) | Tank, Digester tank, Digester 12 | TAB-DIG-T-1200 | 3000000 | DM2024A | Clean the condensate tank and sediment accumulator for
TAB-DIG-02 | 31 | Clean the condensate tank and sediment accumulator- Yearly (2 Millwrights) | Digestion Tank 13 | TAB-DIG-T-1300 | 2000000 | TAB-DIG-D-1354 | Clean the condensate tank and sediment accumulator for
TAB-DIG-02 | 31 | Clean the condensate tank and sediment accumulator- Yearly (2 Millwrights) | Digestion Tank 13 | TAB-DIG-T-1300 | 3000000 | TAB-DIG-D-1355 | Clean the condensate tank and sediment accumulator for
TAB-DIG-02 | 31 | Clean the condensate tank and sediment accumulator- Yearly (2 Millwrights) | Digestion Tank 13 | TAB-DIG-T-1300 | 1000000 | TAB-DIG-D-1353 | Clean the condensate tank and sediment accumulator for
TAB-DIG-02 | 31 | Clean the condensate tank and sediment accumulator- Yearly (2 Millwrights) | Digestion Tank 14 | TAB-DIG-T-1400 | 2000000 | TAB-DIG-D-1454 | Clean the condensate tank and sediment accumulator for
TAB-DIG-02 | 31 | Clean the condensate tank and sediment accumulator- Yearly (2 Millwrights) | Digestion Tank 14 | TAB-DIG-T-1400 | 3000000 | TAB-DIG-D-1455 | Clean the condensate tank and sediment accumulator for
TAB-DIG-02 | 31 | Clean the condensate tank and sediment accumulator- Yearly (2 Millwrights) | Digestion Tank 14 | TAB-DIG-T-1400 | 1000000 | TAB-DIG-D-1453 | Clean the condensate tank and sediment accumulator for
TAB-DIG-02 | 31 | Clean the condensate tank and sediment accumulator- Yearly (2 Millwrights) | Digestion Tank 15 | TAB-DIG-T-1500 | 1000000 | TAB-DIG-D-1553 | Clean the condensate tank and sediment accumulator for
TAB-DIG-02 | 31 | Clean the condensate tank and sediment accumulator- Yearly (2 Millwrights) | Digestion Tank 15 | TAB-DIG-T-1500 | 3000000 | TAB-DIG-D-1555 | Clean the condensate tank and sediment accumulator for
TAB-DIG-02 | 31 | Clean the condensate tank and sediment accumulator- Yearly (2 Millwrights) | Digestion Tank 15 | TAB-DIG-T-1500 | 2000000 | TAB-DIG-D-1554 | Clean the condensate tank and sediment accumulator for
TAB-DIG-02 | 31 | Clean the condensate tank and sediment accumulator- Yearly (2 Millwrights) | Digestion Tank 16 | TAB-DIG-T-1600 | 1000000 | TAB-DIG-D-1653 | Clean the condensate tank and sediment accumulator for
TAB-DIG-02 | 31 | Clean the condensate tank and sediment accumulator- Yearly (2 Millwrights) | Digestion Tank 16 | TAB-DIG-T-1600 | 3000000 | TAB-DIG-D-1655 | Clean the condensate tank and sediment accumulator for
TAB-DIG-02 | 31 | Clean the condensate tank and sediment accumulator- Yearly (2 Millwrights) | Digestion Tank 16 | TAB-DIG-T-1600 | 2000000 | TAB-DIG-D-1654 | Clean the condensate tank and sediment accumulator for
TAB-DIG-02 | 31 | Clean the condensate tank and sediment accumulator- Yearly (2 Millwrights) | Digestion Tank 19 | TAB-DIG-T-1900 | 2000000 | TAB-DIG-D-1954 | Clean the condensate tank and sediment accumulator for
TAB-DIG-02 | 31 | Clean the condensate tank and sediment accumulator- Yearly (2 Millwrights) | Digestion Tank 19 | TAB-DIG-T-1900 | 3000000 | TAB-DIG-D-1955 | Clean the condensate tank and sediment accumulator for
TAB-DIG-02 | 31 | Clean the condensate tank and sediment accumulator- Yearly (2 Millwrights) | Digestion Tank 19 | TAB-DIG-T-1900 | 1000000 | TAB-DIG-D-1953 | Clean the condensate tank and sediment accumulator for
TAB-DIG-02 | 31 | Clean the condensate tank and sediment accumulator- Yearly (2 Millwrights) | Digestion Tank 20 | TAB-DIG-T-2000 | 1000000 | TAB-DIG-D-2053 | Clean the condensate tank and sediment accumulator for
TAB-DIG-02 | 31 | Clean the condensate tank and sediment accumulator- Yearly (2 Millwrights) | Digestion Tank 20 | TAB-DIG-T-2000 | 3000000 | TAB-DIG-D-2055 | Clean the condensate tank and sediment accumulator for
TAB-DIG-02 | 31 | Clean the condensate tank and sediment accumulator- Yearly (2 Millwrights) | Digestion Tank 20 | TAB-DIG-T-2000 | 2000000 | TAB-DIG-D-2054 | Clean the condensate tank and sediment accumulator for
TAB-DIG-02 | 31 | Clean the condensate tank and sediment accumulator- Yearly (2 Millwrights) | Digestion Tank 21 | TAB-DIG-T-2100 | 2000000 | TAB-DIG-D-2154 | Clean the condensate tank and sediment accumulator for
TAB-DIG-02 | 31 | Clean the condensate tank and sediment accumulator- Yearly (2 Millwrights) | Digestion Tank 21 | TAB-DIG-T-2100 | 1000000 | TAB-DIG-D-2153 | Clean the condensate tank and sediment accumulator for
TAB-DIG-02 | 31 | Clean the condensate tank and sediment accumulator- Yearly (2 Millwrights) | Digestion Tank 21 | TAB-DIG-T-2100 | 3000000 | TAB-DIG-D-2155 | Clean the condensate tank and sediment accumulator for
TAB-DIG-02 | 31 | Clean the condensate tank and sediment accumulator- Yearly (2 Millwrights) | Digestion Tank 22 | TAB-DIG-T-2200 | 3000000 | TAB-DIG-D-2255 | Clean the condensate tank and sediment accumulator for
TAB-DIG-02 | 31 | Clean the condensate tank and sediment accumulator- Yearly (2 Millwrights) | Digestion Tank 22 | TAB-DIG-T-2200 | 1000000 | TAB-DIG-D-2253 | Clean the condensate tank and sediment accumulator for
TAB-DIG-02 | 31 | Clean the condensate tank and sediment accumulator- Yearly (2 Millwrights) | Digestion Tank 22 | TAB-DIG-T-2200 | 2000000 | TAB-DIG-D-2254 | Clean the condensate tank and sediment accumulator for
TAB-DIG-02 | 34 | Lubricate and exercise the digester gas isolation valve- 3 Months | Digestion Tank 01 | TAB-DIG-T-0100 | 3000000 | TAB-DIG-V-0153 | Lubricate and exercise the digester gas isolation valve for
TAB-DIG-02 | 34 | Lubricate and exercise the digester gas isolation valve- 3 Months | Digestion Tank 01 | TAB-DIG-T-0100 | 2000000 | TAB-DIG-V-0152 | Lubricate and exercise the digester gas isolation valve for
TAB-DIG-02 | 34 | Lubricate and exercise the digester gas isolation valve- 3 Months | Digestion Tank 01 | TAB-DIG-T-0100 | 4000000 | TAB-DIG-V-0154 | Lubricate and exercise the digester gas isolation valve for
TAB-DIG-02 | 34 | Lubricate and exercise the digester gas isolation valve- 3 Months | Digestion Tank 01 | TAB-DIG-T-0100 | 5000000 | TAB-DIG-V-0160 | Lubricate and exercise the digester gas isolation valve for
TAB-DIG-02 | 34 | Lubricate and exercise the digester gas isolation valve- 3 Months | Digestion Tank 01 | TAB-DIG-T-0100 | 6000000 | TAB-DIG-V-0160 | Lubricate and exercise the digester gas isolation valve for
TAB-DIG-02 | 34 | Lubricate and exercise the digester gas isolation valve- 3 Months | Digestion Tank 02 | TAB-DIG-T-0200 | 1000000 | TAB-DIG-V-0250 | Lubricate and exercise the digester gas isolation valve for
TAB-DIG-02 | 34 | Lubricate and exercise the digester gas isolation valve- 3 Months | Digestion Tank 02 | TAB-DIG-T-0200 | 2000000 | TAB-DIG-V-0252 | Lubricate and exercise the digester gas isolation valve for
TAB-DIG-02 | 34 | Lubricate and exercise the digester gas isolation valve- 3 Months | Digestion Tank 02 | TAB-DIG-T-0200 | 3000000 | TAB-DIG-V-0253 | Lubricate and exercise the digester gas isolation valve for
TAB-DIG-02 | 34 | Lubricate and exercise the digester gas isolation valve- 3 Months | Digestion Tank 02 | TAB-DIG-T-0200 | 4000000 | TAB-DIG-V-0254 | Lubricate and exercise the digester gas isolation valve for
TAB-DIG-02 | 34 | Lubricate and exercise the digester gas isolation valve- 3 Months | Digestion Tank 02 | TAB-DIG-T-0200 | 5000000 | TAB-DIG-V-0260 | Lubricate and exercise the digester gas isolation valve for
TAB-DIG-02 | 34 | Lubricate and exercise the digester gas isolation valve- 3 Months | Digestion Tank 02 | TAB-DIG-T-0200 | 6000000 | TAB-DIG-V-0260 | Lubricate and exercise the digester gas isolation valve for
TAB-DIG-02 | 34 | Lubricate and exercise the digester gas isolation valve- 3 Months | Digestion Tank 03 | TAB-DIG-T-0300 | 2000000 | TAB-DIG-V-0352 | Lubricate and exercise the digester gas isolation valve for
TAB-DIG-02 | 34 | Lubricate and exercise the digester gas isolation valve- 3 Months | Digestion Tank 03 | TAB-DIG-T-0300 | 1000000 | TAB-DIG-V-0350 | Lubricate and exercise the digester gas isolation valve for
TAB-DIG-02 | 34 | Lubricate and exercise the digester gas isolation valve- 3 Months | Digestion Tank 03 | TAB-DIG-T-0300 | 3000000 | TAB-DIG-V-0353 | Lubricate and exercise the digester gas isolation valve for
TAB-DIG-02 | 34 | Lubricate and exercise the digester gas isolation valve- 3 Months | Digestion Tank 03 | TAB-DIG-T-0300 | 4000000 | TAB-DIG-V-0354 | Lubricate and exercise the digester gas isolation valve for
TAB-DIG-02 | 34 | Lubricate and exercise the digester gas isolation valve- 3 Months | Digestion Tank 04 | TAB-DIG-T-0400 | 1000000 | TAB-DIG-V-0450 | Lubricate and exercise the digester gas isolation valve for
TAB-DIG-02 | 34 | Lubricate and exercise the digester gas isolation valve- 3 Months | Digestion Tank 04 | TAB-DIG-T-0400 | 2000000 | TAB-DIG-V-0452 | Lubricate and exercise the digester gas isolation valve for
TAB-DIG-02 | 34 | Lubricate and exercise the digester gas isolation valve- 3 Months | Digestion Tank 04 | TAB-DIG-T-0400 | 3000000 | TAB-DIG-V-0453 | Lubricate and exercise the digester gas isolation valve for
TAB-DIG-02 | 34 | Lubricate and exercise the digester gas isolation valve- 3 Months | Digestion Tank 04 | TAB-DIG-T-0400 | 4000000 | TAB-DIG-V-0454 | Lubricate and exercise the digester gas isolation valve for
TAB-DIG-02 | 34 | Lubricate and exercise the digester gas isolation valve- 3 Months | Digestion Tank 05 | TAB-DIG-T-0500 | 1000000 | TAB-DIG-V-0550 | Lubricate and exercise the digester gas isolation valve for
TAB-DIG-02 | 34 | Lubricate and exercise the digester gas isolation valve- 3 Months | Digestion Tank 05 | TAB-DIG-T-0500 | 5000000 | TAB-DIG-V-0561 | Lubricate and exercise the digester gas isolation valve for
TAB-DIG-02 | 34 | Lubricate and exercise the digester gas isolation valve- 3 Months | Digestion Tank 05 | TAB-DIG-T-0500 | 2000000 | TAB-DIG-V-0552 | Lubricate and exercise the digester gas isolation valve for
TAB-DIG-02 | 34 | Lubricate and exercise the digester gas isolation valve- 3 Months | Digestion Tank 05 | TAB-DIG-T-0500 | 3000000 | TAB-DIG-V-0553 | Lubricate and exercise the digester gas isolation valve for
TAB-DIG-02 | 34 | Lubricate and exercise the digester gas isolation valve- 3 Months | Digestion Tank 05 | TAB-DIG-T-0500 | 4000000 | TAB-DIG-V-0560 | Lubricate and exercise the digester gas isolation valve for
TAB-DIG-02 | 34 | Lubricate and exercise the digester gas isolation valve- 3 Months | Digestion Tank 06 | TAB-DIG-T-0600 | 1000000 | TAB-DIG-V-0650 | Lubricate and exercise the digester gas isolation valve for
TAB-DIG-02 | 34 | Lubricate and exercise the digester gas isolation valve- 3 Months | Digestion Tank 06 | TAB-DIG-T-0600 | 2000000 | TAB-DIG-V-0652 | Lubricate and exercise the digester gas isolation valve for
TAB-DIG-02 | 34 | Lubricate and exercise the digester gas isolation valve- 3 Months | Digestion Tank 06 | TAB-DIG-T-0600 | 3000000 | TAB-DIG-V-0653 | Lubricate and exercise the digester gas isolation valve for
TAB-DIG-02 | 34 | Lubricate and exercise the digester gas isolation valve- 3 Months | Digestion Tank 06 | TAB-DIG-T-0600 | 4000000 | TAB-DIG-V-0654 | Lubricate and exercise the digester gas isolation valve for
TAB-DIG-02 | 34 | Lubricate and exercise the digester gas isolation valve- 3 Months | Digestion Tank 07 | TAB-DIG-T-0700 | 3000000 | TAB-DIG-V-0753 | Lubricate and exercise the digester gas isolation valve for
TAB-DIG-02 | 34 | Lubricate and exercise the digester gas isolation valve- 3 Months | Digestion Tank 07 | TAB-DIG-T-0700 | 1000000 | TAB-DIG-V-0750 | Lubricate and exercise the digester gas isolation valve for
TAB-DIG-02 | 34 | Lubricate and exercise the digester gas isolation valve- 3 Months | Digestion Tank 07 | TAB-DIG-T-0700 | 2000000 | TAB-DIG-V-0752 | Lubricate and exercise the digester gas isolation valve for
TAB-DIG-02 | 34 | Lubricate and exercise the digester gas isolation valve- 3 Months | Digestion Tank 07 | TAB-DIG-T-0700 | 4000000 | TAB-DIG-V-0754 | Lubricate and exercise the digester gas isolation valve for
TAB-DIG-02 | 34 | Lubricate and exercise the digester gas isolation valve- 3 Months | Digestion Tank 08 | TAB-DIG-T-0800 | 3000000 | TAB-DIG-V-0853 | Lubricate and exercise the digester gas isolation valve for
TAB-DIG-02 | 34 | Lubricate and exercise the digester gas isolation valve- 3 Months | Digestion Tank 08 | TAB-DIG-T-0800 | 1000000 | TAB-DIG-V-0850 | Lubricate and exercise the digester gas isolation valve for
TAB-DIG-02 | 34 | Lubricate and exercise the digester gas isolation valve- 3 Months | Digestion Tank 08 | TAB-DIG-T-0800 | 2000000 | TAB-DIG-V-0852 | Lubricate and exercise the digester gas isolation valve for
TAB-DIG-02 | 34 | Lubricate and exercise the digester gas isolation valve- 3 Months | Digestion Tank 08 | TAB-DIG-T-0800 | 4000000 | TAB-DIG-V-0854 | Lubricate and exercise the digester gas isolation valve for
TAB-DIG-02 | 34 | Lubricate and exercise the digester gas isolation valve- 3 Months | Digestion Tank 14 | TAB-DIG-T-1400 | 1000000 | TAB-DIG-V-1453 | Lubricate and exercise the digester gas isolation valve for
TAB-DIG-02 | 34 | Lubricate and exercise the digester gas isolation valve- 3 Months | Digestion Tank 14 | TAB-DIG-T-1400 | 2000000 | TAB-DIG-V-1454 | Lubricate and exercise the digester gas isolation valve for
TAB-DIG-02 | 34 | Lubricate and exercise the digester gas isolation valve- 3 Months | Digestion Tank 14 | TAB-DIG-T-1400 | 4000000 | TAB-DIG-V-1456 | Lubricate and exercise the digester gas isolation valve for
TAB-DIG-02 | 34 | Lubricate and exercise the digester gas isolation valve- 3 Months | Digestion Tank 14 | TAB-DIG-T-1400 | 3000000 | TAB-DIG-V-1455 | Lubricate and exercise the digester gas isolation valve for
TAB-DIG-02 | 34 | Lubricate and exercise the digester gas isolation valve- 3 Months | Digestion Tank 14 | TAB-DIG-T-1400 | 5000000 | TAB-DIG-V-1457 | Lubricate and exercise the digester gas isolation valve for
TAB-DIG-02 | 34 | Lubricate and exercise the digester gas isolation valve- 3 Months | Digestion Tank 14 | TAB-DIG-T-1400 | 6000000 | TAB-DIG-V-1458 | Lubricate and exercise the digester gas isolation valve for
TAB-DIG-02 | 34 | Lubricate and exercise the digester gas isolation valve- 3 Months | Digestion Tank 15 | TAB-DIG-T-1500 | 2000000 | TAB-DIG-V-1554 | Lubricate and exercise the digester gas isolation valve for
TAB-DIG-02 | 34 | Lubricate and exercise the digester gas isolation valve- 3 Months | Digestion Tank 15 | TAB-DIG-T-1500 | 3000000 | TAB-DIG-V-1555 | Lubricate and exercise the digester gas isolation valve for
TAB-DIG-02 | 34 | Lubricate and exercise the digester gas isolation valve- 3 Months | Digestion Tank 15 | TAB-DIG-T-1500 | 5000000 | TAB-DIG-V-1557 | Lubricate and exercise the digester gas isolation valve for
TAB-DIG-02 | 34 | Lubricate and exercise the digester gas isolation valve- 3 Months | Digestion Tank 15 | TAB-DIG-T-1500 | 1000000 | TAB-DIG-V-1553 | Lubricate and exercise the digester gas isolation valve for
TAB-DIG-02 | 34 | Lubricate and exercise the digester gas isolation valve- 3 Months | Digestion Tank 15 | TAB-DIG-T-1500 | 4000000 | TAB-DIG-V-1556 | Lubricate and exercise the digester gas isolation valve for
TAB-DIG-02 | 34 | Lubricate and exercise the digester gas isolation valve- 3 Months | Digestion Tank 15 | TAB-DIG-T-1500 | 6000000 | TAB-DIG-V-1558 | Lubricate and exercise the digester gas isolation valve for
TAB-DIG-02 | 34 | Lubricate and exercise the digester gas isolation valve- 3 Months | Digestion Tank 16 | TAB-DIG-T-1600 | 4000000 | TAB-DIG-V-1656 | Lubricate and exercise the digester gas isolation valve for
TAB-DIG-02 | 34 | Lubricate and exercise the digester gas isolation valve- 3 Months | Digestion Tank 16 | TAB-DIG-T-1600 | 5000000 | TAB-DIG-V-1657 | Lubricate and exercise the digester gas isolation valve for
TAB-DIG-02 | 34 | Lubricate and exercise the digester gas isolation valve- 3 Months | Digestion Tank 16 | TAB-DIG-T-1600 | 6000000 | TAB-DIG-V-1658 | Lubricate and exercise the digester gas isolation valve for
TAB-DIG-02 | 34 | Lubricate and exercise the digester gas isolation valve- 3 Months | Digestion Tank 16 | TAB-DIG-T-1600 | 1000000 | TAB-DIG-V-1653 | Lubricate and exercise the digester gas isolation valve for
TAB-DIG-02 | 34 | Lubricate and exercise the digester gas isolation valve- 3 Months | Digestion Tank 16 | TAB-DIG-T-1600 | 2000000 | TAB-DIG-V-1654 | Lubricate and exercise the digester gas isolation valve for
TAB-DIG-02 | 34 | Lubricate and exercise the digester gas isolation valve- 3 Months | Digestion Tank 16 | TAB-DIG-T-1600 | 3000000 | TAB-DIG-V-1655 | Lubricate and exercise the digester gas isolation valve for
TAB-DIG-02 | 34 | Lubricate and exercise the digester gas isolation valve- 3 Months | Digestion Tank 19 | TAB-DIG-T-1900 | 2000000 | TAB-DIG-V-1953 | Lubricate and exercise the digester gas isolation valve for
TAB-DIG-02 | 34 | Lubricate and exercise the digester gas isolation valve- 3 Months | Digestion Tank 19 | TAB-DIG-T-1900 | 3000000 | TAB-DIG-V-1954 | Lubricate and exercise the digester gas isolation valve for
TAB-DIG-02 | 34 | Lubricate and exercise the digester gas isolation valve- 3 Months | Digestion Tank 19 | TAB-DIG-T-1900 | 4000000 | TAB-DIG-V-1955 | Lubricate and exercise the digester gas isolation valve for
TAB-DIG-02 | 34 | Lubricate and exercise the digester gas isolation valve- 3 Months | Digestion Tank 19 | TAB-DIG-T-1900 | 1000000 | TAB-DIG-V-1951 | Lubricate and exercise the digester gas isolation valve for
TAB-DIG-02 | 34 | Lubricate and exercise the digester gas isolation valve- 3 Months | Digestion Tank 19 | TAB-DIG-T-1900 | 5000000 | TAB-DIG-V-1956 | Lubricate and exercise the digester gas isolation valve for
TAB-DIG-02 | 34 | Lubricate and exercise the digester gas isolation valve- 3 Months | Digestion Tank 19 | TAB-DIG-T-1900 | 6000000 | TAB-DIG-V-1957 | Lubricate and exercise the digester gas isolation valve for
TAB-DIG-02 | 34 | Lubricate and exercise the digester gas isolation valve- 3 Months | Digestion Tank 19 | TAB-DIG-T-1900 | 7000000 | TAB-DIG-V-1958 | Lubricate and exercise the digester gas isolation valve for
TAB-DIG-02 | 34 | Lubricate and exercise the digester gas isolation valve- 3 Months | Digestion Tank 19 | TAB-DIG-T-1900 | 8000000 | TAB-DIG-V-6019 | Lubricate and exercise the digester gas isolation valve for
TAB-DIG-02 | 34 | Lubricate and exercise the digester gas isolation valve- 3 Months | Digestion Tank 19 | TAB-DIG-T-1900 | 9000000 | TAB-DIG-V-7019 | Lubricate and exercise the digester gas isolation valve for
TAB-DIG-02 | 34 | Lubricate and exercise the digester gas isolation valve- 3 Months | Digestion Tank 19 | TAB-DIG-T-1900 | 10000000 | TAB-DIG-V-6191 | Lubricate and exercise the digester gas isolation valve for
TAB-DIG-02 | 34 | Lubricate and exercise the digester gas isolation valve- 3 Months | Digestion Tank 19 | TAB-DIG-T-1900 | 11000000 | TAB-DIG-V-6192 | Lubricate and exercise the digester gas isolation valve for
TAB-DIG-02 | 34 | Lubricate and exercise the digester gas isolation valve- 3 Months | Digestion Tank 20 | TAB-DIG-T-2000 | 2000000 | TAB-DIG-V-2053 | Lubricate and exercise the digester gas isolation valve for
TAB-DIG-02 | 34 | Lubricate and exercise the digester gas isolation valve- 3 Months | Digestion Tank 20 | TAB-DIG-T-2000 | 3000000 | TAB-DIG-V-2054 | Lubricate and exercise the digester gas isolation valve for
TAB-DIG-02 | 34 | Lubricate and exercise the digester gas isolation valve- 3 Months | Digestion Tank 20 | TAB-DIG-T-2000 | 8000000 | TAB-DIG-V-2016 | Lubricate and exercise the digester gas isolation valve for
TAB-DIG-02 | 34 | Lubricate and exercise the digester gas isolation valve- 3 Months | Digestion Tank 20 | TAB-DIG-T-2000 | 9000000 | TAB-DIG-V-6193 | Lubricate and exercise the digester gas isolation valve for
TAB-DIG-02 | 34 | Lubricate and exercise the digester gas isolation valve- 3 Months | Digestion Tank 20 | TAB-DIG-T-2000 | 1000000 | TAB-DIG-V-2051 | Lubricate and exercise the digester gas isolation valve for
TAB-DIG-02 | 34 | Lubricate and exercise the digester gas isolation valve- 3 Months | Digestion Tank 20 | TAB-DIG-T-2000 | 4000000 | TAB-DIG-V-2055 | Lubricate and exercise the digester gas isolation valve for
TAB-DIG-02 | 34 | Lubricate and exercise the digester gas isolation valve- 3 Months | Digestion Tank 20 | TAB-DIG-T-2000 | 5000000 | TAB-DIG-V-2056 | Lubricate and exercise the digester gas isolation valve for
TAB-DIG-02 | 34 | Lubricate and exercise the digester gas isolation valve- 3 Months | Digestion Tank 20 | TAB-DIG-T-2000 | 6000000 | TAB-DIG-V-2057 | Lubricate and exercise the digester gas isolation valve for
TAB-DIG-02 | 34 | Lubricate and exercise the digester gas isolation valve- 3 Months | Digestion Tank 20 | TAB-DIG-T-2000 | 7000000 | TAB-DIG-V-2058 | Lubricate and exercise the digester gas isolation valve for
TAB-DIG-02 | 34 | Lubricate and exercise the digester gas isolation valve- 3 Months | Digestion Tank 20 | TAB-DIG-T-2000 | 10000000 | TAB-DIG-V-6194 | Lubricate and exercise the digester gas isolation valve for
TAB-DIG-02 | 34 | Lubricate and exercise the digester gas isolation valve- 3 Months | Digestion Tank 21 | TAB-DIG-T-2100 | 6000000 | TAB-DIG-V-2157 | Lubricate and exercise the digester gas isolation valve for
TAB-DIG-02 | 34 | Lubricate and exercise the digester gas isolation valve- 3 Months | Digestion Tank 21 | TAB-DIG-T-2100 | 7000000 | TAB-DIG-V-2158 | Lubricate and exercise the digester gas isolation valve for
TAB-DIG-02 | 34 | Lubricate and exercise the digester gas isolation valve- 3 Months | Digestion Tank 21 | TAB-DIG-T-2100 | 8000000 | TAB-DIG-V-6021 | Lubricate and exercise the digester gas isolation valve for
TAB-DIG-02 | 34 | Lubricate and exercise the digester gas isolation valve- 3 Months | Digestion Tank 21 | TAB-DIG-T-2100 | 9000000 | TAB-DIG-V-7021 | Lubricate and exercise the digester gas isolation valve for
TAB-DIG-02 | 34 | Lubricate and exercise the digester gas isolation valve- 3 Months | Digestion Tank 21 | TAB-DIG-T-2100 | 1000000 | TAB-DIG-V-2151 | Lubricate and exercise the digester gas isolation valve for
TAB-DIG-02 | 34 | Lubricate and exercise the digester gas isolation valve- 3 Months | Digestion Tank 21 | TAB-DIG-T-2100 | 2000000 | TAB-DIG-V-2153 | Lubricate and exercise the digester gas isolation valve for
TAB-DIG-02 | 34 | Lubricate and exercise the digester gas isolation valve- 3 Months | Digestion Tank 21 | TAB-DIG-T-2100 | 3000000 | TAB-DIG-V-2154 | Lubricate and exercise the digester gas isolation valve for
TAB-DIG-02 | 34 | Lubricate and exercise the digester gas isolation valve- 3 Months | Digestion Tank 21 | TAB-DIG-T-2100 | 4000000 | TAB-DIG-V-2155 | Lubricate and exercise the digester gas isolation valve for
TAB-DIG-02 | 34 | Lubricate and exercise the digester gas isolation valve- 3 Months | Digestion Tank 21 | TAB-DIG-T-2100 | 5000000 | TAB-DIG-V-2156 | Lubricate and exercise the digester gas isolation valve for
TAB-DIG-02 | 34 | Lubricate and exercise the digester gas isolation valve- 3 Months | Digestion Tank 21 | TAB-DIG-T-2100 | 10000000 | TAB-DIG-V-6195 | Lubricate and exercise the digester gas isolation valve for
TAB-DIG-02 | 34 | Lubricate and exercise the digester gas isolation valve- 3 Months | Digestion Tank 21 | TAB-DIG-T-2100 | 11000000 | TAB-DIG-V-6201 | Lubricate and exercise the digester gas isolation valve for
TAB-DIG-02 | 34 | Lubricate and exercise the digester gas isolation valve- 3 Months | Digestion Tank 22 | TAB-DIG-T-2200 | 1000000 | TAB-DIG-V-2253 | Lubricate and exercise the digester gas isolation valve for
TAB-DIG-02 | 34 | Lubricate and exercise the digester gas isolation valve- 3 Months | Digestion Tank 22 | TAB-DIG-T-2200 | 3000000 | TAB-DIG-V-2255 | Lubricate and exercise the digester gas isolation valve for
TAB-DIG-02 | 34 | Lubricate and exercise the digester gas isolation valve- 3 Months | Digestion Tank 22 | TAB-DIG-T-2200 | 4000000 | TAB-DIG-V-2256 | Lubricate and exercise the digester gas isolation valve for
TAB-DIG-02 | 34 | Lubricate and exercise the digester gas isolation valve- 3 Months | Digestion Tank 22 | TAB-DIG-T-2200 | 2000000 | TAB-DIG-V-2254 | Lubricate and exercise the digester gas isolation valve for
TAB-DIG-02 | 34 | Lubricate and exercise the digester gas isolation valve- 3 Months | Digestion Tank 22 | TAB-DIG-T-2200 | 5000000 | TAB-DIG-V-2257 | Lubricate and exercise the digester gas isolation valve for
TAB-DIG-02 | 34 | Lubricate and exercise the digester gas isolation valve- 3 Months | Digestion Tank 22 | TAB-DIG-T-2200 | 6000000 | TAB-DIG-V-2258 | Lubricate and exercise the digester gas isolation valve for
TAB-DIG-02 | 38 | TWAS Pumps Checks - Tuesday | TAB-Routine Work Area 5 | TAB-RTE-WA5 | 2000000 | TAB-THK-P-2102 | Check TWAS Pump for
TAB-DIG-02 | 38 | TWAS Pumps Checks - Tuesday | TAB-Routine Work Area 5 | TAB-RTE-WA5 | 1000000 | TAB-THK-P-2101 | Check TWAS Pump for
TAB-DIG-02 | 38 | TWAS Pumps Checks - Tuesday | TAB-Routine Work Area 5 | TAB-RTE-WA5 | 5000000 | TAB-THK-P-2301 | Check TWAS Pump for
TAB-DIG-02 | 38 | TWAS Pumps Checks - Tuesday | TAB-Routine Work Area 5 | TAB-RTE-WA5 | 3000000 | TAB-THK-P-2201 | Check TWAS Pump for
TAB-DIG-02 | 38 | TWAS Pumps Checks - Tuesday | TAB-Routine Work Area 5 | TAB-RTE-WA5 | 6000000 | TAB-THK-P-2302 | Check TWAS Pump for
TAB-DIG-02 | 38 | TWAS Pumps Checks - Tuesday | TAB-Routine Work Area 5 | TAB-RTE-WA5 | 4000000 | TAB-THK-P-2202 | Check TWAS Pump for
TAB-DIG-02 | 38 | TWAS Pumps Checks - Tuesday | TAB-Routine Work Area 5 | TAB-RTE-WA5 | 7000000 | TAB-THK-P-2401 | Check TWAS Pump for
TAB-DIG-02 | 38 | TWAS Pumps Checks - Tuesday | TAB-Routine Work Area 5 | TAB-RTE-WA5 | 8000000 | TAB-THK-P-2402 | Check TWAS Pump for
TAB-DIG-02 | 38 | TWAS Pumps Checks - Tuesday | TAB-Routine Work Area 5 | TAB-RTE-WA5 | 9000000 | TAB-THK-P-2501 | Check TWAS Pump for
TAB-DIG-02 | 39 | TWAS Pumps Checks - Wednesday | TAB-Routine Work Area 5 | TAB-RTE-WA5 | 1000000 | TAB-THK-P-2101 | Check TWAS Pump for
TAB-DIG-02 | 39 | TWAS Pumps Checks - Wednesday | TAB-Routine Work Area 5 | TAB-RTE-WA5 | 2000000 | TAB-THK-P-2102 | Check TWAS Pump for
TAB-DIG-02 | 39 | TWAS Pumps Checks - Wednesday | TAB-Routine Work Area 5 | TAB-RTE-WA5 | 3000000 | TAB-THK-P-2201 | Check TWAS Pump for
TAB-DIG-02 | 39 | TWAS Pumps Checks - Wednesday | TAB-Routine Work Area 5 | TAB-RTE-WA5 | 5000000 | TAB-THK-P-2301 | Check TWAS Pump for
TAB-DIG-02 | 39 | TWAS Pumps Checks - Wednesday | TAB-Routine Work Area 5 | TAB-RTE-WA5 | 4000000 | TAB-THK-P-2202 | Check TWAS Pump for
TAB-DIG-02 | 39 | TWAS Pumps Checks - Wednesday | TAB-Routine Work Area 5 | TAB-RTE-WA5 | 6000000 | TAB-THK-P-2302 | Check TWAS Pump for
TAB-DIG-02 | 39 | TWAS Pumps Checks - Wednesday | TAB-Routine Work Area 5 | TAB-RTE-WA5 | 8000000 | TAB-THK-P-2402 | Check TWAS Pump for
TAB-DIG-02 | 39 | TWAS Pumps Checks - Wednesday | TAB-Routine Work Area 5 | TAB-RTE-WA5 | 7000000 | TAB-THK-P-2401 | Check TWAS Pump for
TAB-DIG-02 | 39 | TWAS Pumps Checks - Wednesday | TAB-Routine Work Area 5 | TAB-RTE-WA5 | 9000000 | TAB-THK-P-2501 | Check TWAS Pump for
TAB-DIG-02 | 40 | TWAS Pumps Checks -Thursday | TAB-Routine Work Area 5 | TAB-RTE-WA5 | 5000000 | TAB-THK-P-2301 | Check TWAS Pump for
TAB-DIG-02 | 40 | TWAS Pumps Checks -Thursday | TAB-Routine Work Area 5 | TAB-RTE-WA5 | 1000000 | TAB-THK-P-2101 | Check TWAS Pump for
TAB-DIG-02 | 40 | TWAS Pumps Checks -Thursday | TAB-Routine Work Area 5 | TAB-RTE-WA5 | 6000000 | TAB-THK-P-2302 | Check TWAS Pump for
TAB-DIG-02 | 40 | TWAS Pumps Checks -Thursday | TAB-Routine Work Area 5 | TAB-RTE-WA5 | 2000000 | TAB-THK-P-2102 | Check TWAS Pump for
TAB-DIG-02 | 40 | TWAS Pumps Checks -Thursday | TAB-Routine Work Area 5 | TAB-RTE-WA5 | 8000000 | TAB-THK-P-2402 | Check TWAS Pump for
TAB-DIG-02 | 40 | TWAS Pumps Checks -Thursday | TAB-Routine Work Area 5 | TAB-RTE-WA5 | 3000000 | TAB-THK-P-2201 | Check TWAS Pump for
TAB-DIG-02 | 40 | TWAS Pumps Checks -Thursday | TAB-Routine Work Area 5 | TAB-RTE-WA5 | 4000000 | TAB-THK-P-2202 | Check TWAS Pump for
TAB-DIG-02 | 40 | TWAS Pumps Checks -Thursday | TAB-Routine Work Area 5 | TAB-RTE-WA5 | 7000000 | TAB-THK-P-2401 | Check TWAS Pump for
TAB-DIG-02 | 40 | TWAS Pumps Checks -Thursday | TAB-Routine Work Area 5 | TAB-RTE-WA5 | 9000000 | TAB-THK-P-2501 | Check TWAS Pump for
TAB-DIG-02 | 50 | Digester 9-12 Mixer Lower and Linear Bearings Lubrication - Weekly | Tank, Digester tank, Digester 9 | TAB-DIG-T-0900 | 2000000 | TAB-DIG-MX-0902 | Digester 912 Mixer Lower and Linear Bearings LubricationWeekly for
TAB-DIG-02 | 50 | Digester 9-12 Mixer Lower and Linear Bearings Lubrication - Weekly | Tank, Digester tank, Digester 9 | TAB-DIG-T-0900 | 1000000 | TAB-DIG-MX-0901 | Digester 912 Mixer Lower and Linear Bearings LubricationWeekly for
TAB-DIG-02 | 50 | Digester 9-12 Mixer Lower and Linear Bearings Lubrication - Weekly | Tank, Digester tank, Digester 9 | TAB-DIG-T-0900 | 3000000 | TAB-DIG-MX-0903 | Digester 912 Mixer Lower and Linear Bearings LubricationWeekly for
TAB-DIG-02 | 50 | Digester 9-12 Mixer Lower and Linear Bearings Lubrication - Weekly | Tank, Digester tank, Digester 10 | TAB-DIG-T-1000 | 3000000 | TAB-DIG-MX-1003 | Digester 912 Mixer Lower and Linear Bearings LubricationWeekly for
TAB-DIG-02 | 50 | Digester 9-12 Mixer Lower and Linear Bearings Lubrication - Weekly | Tank, Digester tank, Digester 10 | TAB-DIG-T-1000 | 1000000 | TAB-DIG-MX-1001 | Digester 912 Mixer Lower and Linear Bearings LubricationWeekly for
TAB-DIG-02 | 50 | Digester 9-12 Mixer Lower and Linear Bearings Lubrication - Weekly | Tank, Digester tank, Digester 10 | TAB-DIG-T-1000 | 2000000 | TAB-DIG-MX-1002 | Digester 912 Mixer Lower and Linear Bearings LubricationWeekly for
TAB-DIG-02 | 50 | Digester 9-12 Mixer Lower and Linear Bearings Lubrication - Weekly | Tank, Digester tank, Digester 11 | TAB-DIG-T-1100 | 2000000 | TAB-DIG-MX-1102 | Digester 912 Mixer Lower and Linear Bearings LubricationWeekly for
TAB-DIG-02 | 50 | Digester 9-12 Mixer Lower and Linear Bearings Lubrication - Weekly | Tank, Digester tank, Digester 11 | TAB-DIG-T-1100 | 3000000 | TAB-DIG-MX-1103 | Digester 912 Mixer Lower and Linear Bearings LubricationWeekly for
TAB-DIG-02 | 50 | Digester 9-12 Mixer Lower and Linear Bearings Lubrication - Weekly | Tank, Digester tank, Digester 11 | TAB-DIG-T-1100 | 1000000 | TAB-DIG-MX-1101 | Digester 912 Mixer Lower and Linear Bearings LubricationWeekly for
TAB-DIG-02 | 50 | Digester 9-12 Mixer Lower and Linear Bearings Lubrication - Weekly | Tank, Digester tank, Digester 12 | TAB-DIG-T-1200 | 1000000 | TAB-DIG-MX-1201 | Digester 912 Mixer Lower and Linear Bearings LubricationWeekly for
TAB-DIG-02 | 50 | Digester 9-12 Mixer Lower and Linear Bearings Lubrication - Weekly | Tank, Digester tank, Digester 12 | TAB-DIG-T-1200 | 3000000 | TAB-DIG-MX-1203 | Digester 912 Mixer Lower and Linear Bearings LubricationWeekly for
TAB-DIG-02 | 50 | Digester 9-12 Mixer Lower and Linear Bearings Lubrication - Weekly | Tank, Digester tank, Digester 12 | TAB-DIG-T-1200 | 2000000 | TAB-DIG-MX-1202 | Digester 912 Mixer Lower and Linear Bearings LubricationWeekly for
TAB-DIG-02 | 54 | Dig 9-12 Valve Checking Oil and Grease Level of Check Valve- 6 months | TAB-Routine Work Area 5 | TAB-RTE-WA5 | 1000000 | TAB-DIG-V-1032 | Dig 912 Valve Checking oil and grease level 6 months for
TAB-DIG-02 | 54 | Dig 9-12 Valve Checking Oil and Grease Level of Check Valve- 6 months | TAB-Routine Work Area 5 | TAB-RTE-WA5 | 2000000 | TAB-DIG-V-1042 | Dig 912 Valve Checking oil and grease level 6 months for
TAB-DIG-02 | 54 | Dig 9-12 Valve Checking Oil and Grease Level of Check Valve- 6 months | TAB-Routine Work Area 5 | TAB-RTE-WA5 | 3000000 | TAB-DIG-V-1061 | Dig 912 Valve Checking oil and grease level 6 months for
TAB-DIG-02 | 54 | Dig 9-12 Valve Checking Oil and Grease Level of Check Valve- 6 months | TAB-Routine Work Area 5 | TAB-RTE-WA5 | 5000000 | TAB-DIG-V-1142 | Dig 912 Valve Checking oil and grease level 6 months for
TAB-DIG-02 | 54 | Dig 9-12 Valve Checking Oil and Grease Level of Check Valve- 6 months | TAB-Routine Work Area 5 | TAB-RTE-WA5 | 4000000 | TAB-DIG-V-1132 | Dig 912 Valve Checking oil and grease level 6 months for
TAB-DIG-02 | 54 | Dig 9-12 Valve Checking Oil and Grease Level of Check Valve- 6 months | TAB-Routine Work Area 5 | TAB-RTE-WA5 | 12000000 | TAB-DIG-V-8062A | Dig 912 Valve Checking oil and grease level 6 months for
TAB-DIG-02 | 54 | Dig 9-12 Valve Checking Oil and Grease Level of Check Valve- 6 months | TAB-Routine Work Area 5 | TAB-RTE-WA5 | 6000000 | TAB-DIG-V-1161 | Dig 912 Valve Checking oil and grease level 6 months for
TAB-DIG-02 | 54 | Dig 9-12 Valve Checking Oil and Grease Level of Check Valve- 6 months | TAB-Routine Work Area 5 | TAB-RTE-WA5 | 7000000 | TAB-DIG-V-1232 | Dig 912 Valve Checking oil and grease level 6 months for
TAB-DIG-02 | 54 | Dig 9-12 Valve Checking Oil and Grease Level of Check Valve- 6 months | TAB-Routine Work Area 5 | TAB-RTE-WA5 | 8000000 | TAB-DIG-V-1242 | Dig 912 Valve Checking oil and grease level 6 months for
TAB-DIG-02 | 54 | Dig 9-12 Valve Checking Oil and Grease Level of Check Valve- 6 months | TAB-Routine Work Area 5 | TAB-RTE-WA5 | 9000000 | TAB-DIG-V-1261 | Dig 912 Valve Checking oil and grease level 6 months for
TAB-DIG-02 | 54 | Dig 9-12 Valve Checking Oil and Grease Level of Check Valve- 6 months | TAB-Routine Work Area 5 | TAB-RTE-WA5 | 10000000 | TAB-DIG-V-5061 | Dig 912 Valve Checking oil and grease level 6 months for
TAB-DIG-02 | 54 | Dig 9-12 Valve Checking Oil and Grease Level of Check Valve- 6 months | TAB-Routine Work Area 5 | TAB-RTE-WA5 | 11000000 | TAB-DIG-V-5092 | Dig 912 Valve Checking oil and grease level 6 months for
TAB-DIG-02 | 54 | Dig 9-12 Valve Checking Oil and Grease Level of Check Valve- 6 months | TAB-Routine Work Area 5 | TAB-RTE-WA5 | 13000000 | TAB-DIG-V-8063A | Dig 912 Valve Checking oil and grease level 6 months for
TAB-DIG-02 | 55 | Dig 9-12 Flame Arrester Inspection- 6months | Tank, Digester tank, Digester 9 | TAB-DIG-T-0900 | 1000000 | TAB-DIG-FX-0901 | Dig 912 Flame Arrester Inspection 6months for
TAB-DIG-02 | 55 | Dig 9-12 Flame Arrester Inspection- 6months | Tank, Digester tank, Digester 9 | TAB-DIG-T-0900 | 2000000 | TAB-DIG-FX-0902 | Dig 912 Flame Arrester Inspection 6months for
TAB-DIG-02 | 55 | Dig 9-12 Flame Arrester Inspection- 6months | Tank, Digester tank, Digester 9 | TAB-DIG-T-0900 | 3000000 | TAB-DIG-FX-0980 | Dig 912 Flame Arrester Inspection 6months for
TAB-DIG-02 | 55 | Dig 9-12 Flame Arrester Inspection- 6months | Tank, Digester tank, Digester 9 | TAB-DIG-T-0900 | 4000000 | TAB-DIG-FX-0990 | Dig 912 Flame Arrester Inspection 6months for
TAB-DIG-02 | 55 | Dig 9-12 Flame Arrester Inspection- 6months | Tank, Digester tank, Digester 10 | TAB-DIG-T-1000 | 1000000 | TAB-DIG-FX-1001 | Dig 912 Flame Arrester Inspection 6months for
TAB-DIG-02 | 55 | Dig 9-12 Flame Arrester Inspection- 6months | Tank, Digester tank, Digester 10 | TAB-DIG-T-1000 | 3000000 | TAB-DIG-FX-1080 | Dig 912 Flame Arrester Inspection 6months for
TAB-DIG-02 | 55 | Dig 9-12 Flame Arrester Inspection- 6months | Tank, Digester tank, Digester 10 | TAB-DIG-T-1000 | 2000000 | TAB-DIG-FX-1002 | Dig 912 Flame Arrester Inspection 6months for
TAB-DIG-02 | 55 | Dig 9-12 Flame Arrester Inspection- 6months | Tank, Digester tank, Digester 10 | TAB-DIG-T-1000 | 4000000 | TAB-DIG-FX-1090 | Dig 912 Flame Arrester Inspection 6months for
TAB-DIG-02 | 55 | Dig 9-12 Flame Arrester Inspection- 6months | Tank, Digester tank, Digester 11 | TAB-DIG-T-1100 | 1000000 | TAB-DIG-FX-1101 | Dig 912 Flame Arrester Inspection 6months for
TAB-DIG-02 | 55 | Dig 9-12 Flame Arrester Inspection- 6months | Tank, Digester tank, Digester 11 | TAB-DIG-T-1100 | 3000000 | TAB-DIG-FX-1180 | Dig 912 Flame Arrester Inspection 6months for
TAB-DIG-02 | 55 | Dig 9-12 Flame Arrester Inspection- 6months | Tank, Digester tank, Digester 11 | TAB-DIG-T-1100 | 2000000 | TAB-DIG-FX-1102 | Dig 912 Flame Arrester Inspection 6months for
TAB-DIG-02 | 55 | Dig 9-12 Flame Arrester Inspection- 6months | Tank, Digester tank, Digester 12 | TAB-DIG-T-1200 | 1000000 | TAB-DIG-FX-1201 | Dig 912 Flame Arrester Inspection 6months for
TAB-DIG-02 | 55 | Dig 9-12 Flame Arrester Inspection- 6months | Tank, Digester tank, Digester 12 | TAB-DIG-T-1200 | 2000000 | TAB-DIG-FX-1202 | Dig 912 Flame Arrester Inspection 6months for
TAB-DIG-02 | 55 | Dig 9-12 Flame Arrester Inspection- 6months | Tank, Digester tank, Digester 12 | TAB-DIG-T-1200 | 3000000 | TAB-DIG-FX-1280 | Dig 912 Flame Arrester Inspection 6months for
TAB-DIG-03 | 1 | Functional test of the PLC battery fault alarm circuit operation- 3 Months | Remote Processing Unit (RPU-27591) | TAB-DIG-RPU-1001 | 1000000 | TAB-DIG-RPU-1001 | Functional test of the PLC battery fault alarm circuit operation for
TAB-DIG-03 | 1 | Functional test of the PLC battery fault alarm circuit operation- 3 Months | Remote Processing Unit (RPU-27591) | TAB-DIG-RPU-1001 | 2000000 | TAB-DIG-RPU-1011 | Functional test of the PLC battery fault alarm circuit operation for
TAB-DIG-03 | 5 | Functional test of the pressure alarm trip and start circuit operation- Yearly | Switch,Pressure, High | TAB-DIG-PSH-0134 | 2000000 | TAB-DIG-PSH-0234 | Verification check of the sludge recirculating pump discharge pressure alarm switch for
TAB-DIG-03 | 5 | Functional test of the pressure alarm trip and start circuit operation- Yearly | Switch,Pressure, High | TAB-DIG-PSH-0134 | 1000000 | TAB-DIG-PSH-0134 | Verification check of the sludge recirculating pump discharge pressure alarm switch for
TAB-DIG-03 | 5 | Functional test of the pressure alarm trip and start circuit operation- Yearly | Switch,Pressure, High | TAB-DIG-PSH-0134 | 4000000 | TAB-DIG-PSH-0434 | Verification check of the sludge recirculating pump discharge pressure alarm switch for
TAB-DIG-03 | 5 | Functional test of the pressure alarm trip and start circuit operation- Yearly | Switch,Pressure, High | TAB-DIG-PSH-0134 | 3000000 | TAB-DIG-PSH-0334 | Verification check of the sludge recirculating pump discharge pressure alarm switch for
TAB-DIG-03 | 5 | Functional test of the pressure alarm trip and start circuit operation- Yearly | Switch,Pressure, High | TAB-DIG-PSH-0134 | 6000000 | TAB-DIG-PSH-0634 | Verification check of the sludge recirculating pump discharge pressure alarm switch for
TAB-DIG-03 | 5 | Functional test of the pressure alarm trip and start circuit operation- Yearly | Switch,Pressure, High | TAB-DIG-PSH-0134 | 5000000 | TAB-DIG-PSH-0534 | Verification check of the sludge recirculating pump discharge pressure alarm switch for
TAB-DIG-03 | 5 | Functional test of the pressure alarm trip and start circuit operation- Yearly | Switch,Pressure, High | TAB-DIG-PSH-0134 | 8000000 | TAB-DIG-PSH-0834 | Verification check of the sludge recirculating pump discharge pressure alarm switch for
TAB-DIG-03 | 5 | Functional test of the pressure alarm trip and start circuit operation- Yearly | Switch,Pressure, High | TAB-DIG-PSH-0134 | 7000000 | TAB-DIG-PSH-0734 | Verification check of the sludge recirculating pump discharge pressure alarm switch for
TAB-DIG-03 | 5 | Functional test of the pressure alarm trip and start circuit operation- Yearly | Switch,Pressure, High | TAB-DIG-PSH-0134 | 9000000 | TAB-DIG-PSH-1333 | Verification check of the sludge recirculating pump discharge pressure alarm switch for
TAB-DIG-03 | 5 | Functional test of the pressure alarm trip and start circuit operation- Yearly | Switch,Pressure, High | TAB-DIG-PSH-0134 | 11000000 | TAB-DIG-PSH-1433 | Verification check of the sludge recirculating pump discharge pressure alarm switch for
TAB-DIG-03 | 5 | Functional test of the pressure alarm trip and start circuit operation- Yearly | Switch,Pressure, High | TAB-DIG-PSH-0134 | 10000000 | TAB-DIG-PSH-1334 | Verification check of the sludge recirculating pump discharge pressure alarm switch for
TAB-DIG-03 | 5 | Functional test of the pressure alarm trip and start circuit operation- Yearly | Switch,Pressure, High | TAB-DIG-PSH-0134 | 12000000 | TAB-DIG-PSH-1434 | Verification check of the sludge recirculating pump discharge pressure alarm switch for
TAB-DIG-03 | 5 | Functional test of the pressure alarm trip and start circuit operation- Yearly | Switch,Pressure, High | TAB-DIG-PSH-0134 | 15000000 | TAB-DIG-PSH-1633 | Verification check of the sludge recirculating pump discharge pressure alarm switch for
TAB-DIG-03 | 5 | Functional test of the pressure alarm trip and start circuit operation- Yearly | Switch,Pressure, High | TAB-DIG-PSH-0134 | 13000000 | TAB-DIG-PSH-1533 | Verification check of the sludge recirculating pump discharge pressure alarm switch for
TAB-DIG-03 | 5 | Functional test of the pressure alarm trip and start circuit operation- Yearly | Switch,Pressure, High | TAB-DIG-PSH-0134 | 14000000 | TAB-DIG-PSH-1534 | Verification check of the sludge recirculating pump discharge pressure alarm switch for
TAB-DIG-03 | 5 | Functional test of the pressure alarm trip and start circuit operation- Yearly | Switch,Pressure, High | TAB-DIG-PSH-0134 | 16000000 | TAB-DIG-PSH-1634 | Verification check of the sludge recirculating pump discharge pressure alarm switch for
TAB-DIG-03 | 5 | Functional test of the pressure alarm trip and start circuit operation- Yearly | Switch,Pressure, High | TAB-DIG-PSH-0234 | 1000000 | TAB-DIG-PSH-0134 | Functional test of the digester sludge recirculating pump discharge pressure alarm trip and start circuit operation for
TAB-DIG-03 | 5 | Functional test of the pressure alarm trip and start circuit operation- Yearly | Switch,Pressure, High | TAB-DIG-PSH-0234 | 2000000 | TAB-DIG-PSH-0234 | Functional test of the digester sludge recirculating pump discharge pressure alarm trip and start circuit operation for
TAB-DIG-03 | 5 | Functional test of the pressure alarm trip and start circuit operation- Yearly | Switch,Pressure, High | TAB-DIG-PSH-0234 | 4000000 | TAB-DIG-PSH-0434 | Functional test of the digester sludge recirculating pump discharge pressure alarm trip and start circuit operation for
TAB-DIG-03 | 5 | Functional test of the pressure alarm trip and start circuit operation- Yearly | Switch,Pressure, High | TAB-DIG-PSH-0234 | 3000000 | TAB-DIG-PSH-0334 | Functional test of the digester sludge recirculating pump discharge pressure alarm trip and start circuit operation for
TAB-DIG-03 | 5 | Functional test of the pressure alarm trip and start circuit operation- Yearly | Switch,Pressure, High | TAB-DIG-PSH-0234 | 5000000 | TAB-DIG-PSH-0534 | Functional test of the digester sludge recirculating pump discharge pressure alarm trip and start circuit operation for
TAB-DIG-03 | 5 | Functional test of the pressure alarm trip and start circuit operation- Yearly | Switch,Pressure, High | TAB-DIG-PSH-0234 | 6000000 | TAB-DIG-PSH-0634 | Functional test of the digester sludge recirculating pump discharge pressure alarm trip and start circuit operation for
TAB-DIG-03 | 5 | Functional test of the pressure alarm trip and start circuit operation- Yearly | Switch,Pressure, High | TAB-DIG-PSH-0234 | 8000000 | TAB-DIG-PSH-0834 | Functional test of the digester sludge recirculating pump discharge pressure alarm trip and start circuit operation for
TAB-DIG-03 | 5 | Functional test of the pressure alarm trip and start circuit operation- Yearly | Switch,Pressure, High | TAB-DIG-PSH-0234 | 7000000 | TAB-DIG-PSH-0734 | Functional test of the digester sludge recirculating pump discharge pressure alarm trip and start circuit operation for
TAB-DIG-03 | 5 | Functional test of the pressure alarm trip and start circuit operation- Yearly | Switch,Pressure, High | TAB-DIG-PSH-0234 | 9000000 | TAB-DIG-PSH-1333 | Functional test of the digester sludge recirculating pump discharge pressure alarm trip and start circuit operation for
TAB-DIG-03 | 5 | Functional test of the pressure alarm trip and start circuit operation- Yearly | Switch,Pressure, High | TAB-DIG-PSH-0234 | 13000000 | TAB-DIG-PSH-1533 | Functional test of the digester sludge recirculating pump discharge pressure alarm trip and start circuit operation for
TAB-DIG-03 | 5 | Functional test of the pressure alarm trip and start circuit operation- Yearly | Switch,Pressure, High | TAB-DIG-PSH-0234 | 10000000 | TAB-DIG-PSH-1334 | Functional test of the digester sludge recirculating pump discharge pressure alarm trip and start circuit operation for
TAB-DIG-03 | 5 | Functional test of the pressure alarm trip and start circuit operation- Yearly | Switch,Pressure, High | TAB-DIG-PSH-0234 | 15000000 | TAB-DIG-PSH-1633 | Functional test of the digester sludge recirculating pump discharge pressure alarm trip and start circuit operation for
TAB-DIG-03 | 5 | Functional test of the pressure alarm trip and start circuit operation- Yearly | Switch,Pressure, High | TAB-DIG-PSH-0234 | 11000000 | TAB-DIG-PSH-1433 | Functional test of the digester sludge recirculating pump discharge pressure alarm trip and start circuit operation for
TAB-DIG-03 | 5 | Functional test of the pressure alarm trip and start circuit operation- Yearly | Switch,Pressure, High | TAB-DIG-PSH-0234 | 16000000 | TAB-DIG-PSH-1634 | Functional test of the digester sludge recirculating pump discharge pressure alarm trip and start circuit operation for
TAB-DIG-03 | 5 | Functional test of the pressure alarm trip and start circuit operation- Yearly | Switch,Pressure, High | TAB-DIG-PSH-0234 | 12000000 | TAB-DIG-PSH-1434 | Functional test of the digester sludge recirculating pump discharge pressure alarm trip and start circuit operation for
TAB-DIG-03 | 5 | Functional test of the pressure alarm trip and start circuit operation- Yearly | Switch,Pressure, High | TAB-DIG-PSH-0234 | 14000000 | TAB-DIG-PSH-1534 | Functional test of the digester sludge recirculating pump discharge pressure alarm trip and start circuit operation for
TAB-DIG-03 | 5 | Functional test of the pressure alarm trip and start circuit operation- Yearly | Switch,Pressure High ,Pump Discharge,Digester Basement | TAB-DIG-PSH-1373 | 1000000 | TAB-DIG-PSH-1373 | Functional test of the digester sludge transfer pump discharge pressure alarm trip and start circuit operation for
TAB-DIG-03 | 5 | Functional test of the pressure alarm trip and start circuit operation- Yearly | Switch,Pressure High ,Pump Discharge,Digester Basement | TAB-DIG-PSH-1373 | 2000000 | TAB-DIG-PSH-1374 | Functional test of the digester sludge transfer pump discharge pressure alarm trip and start circuit operation for
TAB-DIG-03 | 5 | Functional test of the pressure alarm trip and start circuit operation- Yearly | Switch,Pressure High ,Pump Discharge,Digester Basement | TAB-DIG-PSH-1373 | 3000000 | TAB-DIG-PSH-1473 | Functional test of the digester sludge transfer pump discharge pressure alarm trip and start circuit operation for
TAB-DIG-03 | 5 | Functional test of the pressure alarm trip and start circuit operation- Yearly | Switch,Pressure High ,Pump Discharge,Digester Basement | TAB-DIG-PSH-1373 | 4000000 | TAB-DIG-PSH-1474 | Functional test of the digester sludge transfer pump discharge pressure alarm trip and start circuit operation for
TAB-DIG-03 | 5 | Functional test of the pressure alarm trip and start circuit operation- Yearly | Switch,Pressure High ,Pump Discharge,Digester Basement | TAB-DIG-PSH-1373 | 5000000 | TAB-DIG-PSH-1573 | Functional test of the digester sludge transfer pump discharge pressure alarm trip and start circuit operation for
TAB-DIG-03 | 5 | Functional test of the pressure alarm trip and start circuit operation- Yearly | Switch,Pressure High ,Pump Discharge,Digester Basement | TAB-DIG-PSH-1373 | 6000000 | TAB-DIG-PSH-1673 | Functional test of the digester sludge transfer pump discharge pressure alarm trip and start circuit operation for
TAB-DIG-03 | 5 | Functional test of the pressure alarm trip and start circuit operation- Yearly | Switch,Pressure High ,Pump Discharge,Digester Basement | TAB-DIG-PSH-1373 | 10000000 | TAB-DIG-PSH-5872 | Functional test of the digester sludge transfer pump discharge pressure alarm trip and start circuit operation for
TAB-DIG-03 | 5 | Functional test of the pressure alarm trip and start circuit operation- Yearly | Switch,Pressure High ,Pump Discharge,Digester Basement | TAB-DIG-PSH-1373 | 7000000 | TAB-DIG-PSH-1674 | Functional test of the digester sludge transfer pump discharge pressure alarm trip and start circuit operation for
TAB-DIG-03 | 5 | Functional test of the pressure alarm trip and start circuit operation- Yearly | Switch,Pressure High ,Pump Discharge,Digester Basement | TAB-DIG-PSH-1373 | 11000000 | TAB-DIG-PSH-5882 | Functional test of the digester sludge transfer pump discharge pressure alarm trip and start circuit operation for
TAB-DIG-03 | 5 | Functional test of the pressure alarm trip and start circuit operation- Yearly | Switch,Pressure High ,Pump Discharge,Digester Basement | TAB-DIG-PSH-1373 | 8000000 | TAB-DIG-PSH-1472 | Functional test of the digester sludge transfer pump discharge pressure alarm trip and start circuit operation for
TAB-DIG-03 | 5 | Functional test of the pressure alarm trip and start circuit operation- Yearly | Switch,Pressure High ,Pump Discharge,Digester Basement | TAB-DIG-PSH-1373 | 9000000 | TAB-DIG-PSH-1482 | Functional test of the digester sludge transfer pump discharge pressure alarm trip and start circuit operation for
TAB-DIG-03 | 5 | Functional test of the pressure alarm trip and start circuit operation- Yearly | Switch,Pressure, High | TAB-DIG-PSH-4013 | 3000000 | TAB-DIG-PSH-4023 | Functional test of the digester sludge mixing pump discharge pressure alarm trip and start circuit operation for
TAB-DIG-03 | 5 | Functional test of the pressure alarm trip and start circuit operation- Yearly | Switch,Pressure, High | TAB-DIG-PSH-4013 | 4000000 | TAB-DIG-PSH-4024 | Functional test of the digester sludge mixing pump discharge pressure alarm trip and start circuit operation for
TAB-DIG-03 | 5 | Functional test of the pressure alarm trip and start circuit operation- Yearly | Switch,Pressure, High | TAB-DIG-PSH-4013 | 1000000 | TAB-DIG-PSH-4013 | Functional test of the digester sludge mixing pump discharge pressure alarm trip and start circuit operation for
TAB-DIG-03 | 5 | Functional test of the pressure alarm trip and start circuit operation- Yearly | Switch,Pressure, High | TAB-DIG-PSH-4013 | 6000000 | TAB-DIG-PSH-4034 | Functional test of the digester sludge mixing pump discharge pressure alarm trip and start circuit operation for
TAB-DIG-03 | 5 | Functional test of the pressure alarm trip and start circuit operation- Yearly | Switch,Pressure, High | TAB-DIG-PSH-4013 | 2000000 | TAB-DIG-PSH-4014 | Functional test of the digester sludge mixing pump discharge pressure alarm trip and start circuit operation for
TAB-DIG-03 | 5 | Functional test of the pressure alarm trip and start circuit operation- Yearly | Switch,Pressure, High | TAB-DIG-PSH-4013 | 8000000 | TAB-DIG-PSH-4044 | Functional test of the digester sludge mixing pump discharge pressure alarm trip and start circuit operation for
TAB-DIG-03 | 5 | Functional test of the pressure alarm trip and start circuit operation- Yearly | Switch,Pressure, High | TAB-DIG-PSH-4013 | 5000000 | TAB-DIG-PSH-4033 | Functional test of the digester sludge mixing pump discharge pressure alarm trip and start circuit operation for
TAB-DIG-03 | 5 | Functional test of the pressure alarm trip and start circuit operation- Yearly | Switch,Pressure, High | TAB-DIG-PSH-4013 | 7000000 | TAB-DIG-PSH-4043 | Functional test of the digester sludge mixing pump discharge pressure alarm trip and start circuit operation for
TAB-DIG-03 | 8 | Measure the resistance of the influent flow meter to digestion tank- Yearly | Digester Tanks 1-4 | TAB-DIG-T-01-04 | 3000000 | TAB-DIG-FIT-0313 | Measure the resistance of the influent flow meter to digestion tank for
TAB-DIG-03 | 8 | Measure the resistance of the influent flow meter to digestion tank- Yearly | Digester Tanks 1-4 | TAB-DIG-T-01-04 | 1000000 | TAB-DIG-FIT-0113 | Measure the resistance of the influent flow meter to digestion tank for
TAB-DIG-03 | 8 | Measure the resistance of the influent flow meter to digestion tank- Yearly | Digester Tanks 1-4 | TAB-DIG-T-01-04 | 2000000 | TAB-DIG-FIT-0213 | Measure the resistance of the influent flow meter to digestion tank for
TAB-DIG-03 | 8 | Measure the resistance of the influent flow meter to digestion tank- Yearly | Digester Tanks 1-4 | TAB-DIG-T-01-04 | 4000000 | TAB-DIG-FIT-0413 | Measure the resistance of the influent flow meter to digestion tank for
TAB-DIG-03 | 11 | Inspect the digester content tank sludge temperature probe- 5 Years | Transmitter,Temperature Indicating, Sludge to HE #0148 | TAB-DIG-TIT-0140 | 2000000 | TAB-DIG-TIT-0240 | Inspect the digester content tank sludge temperature probe for
TAB-DIG-03 | 11 | Inspect the digester content tank sludge temperature probe- 5 Years | Transmitter,Temperature Indicating, Sludge to HE #0148 | TAB-DIG-TIT-0140 | 1000000 | TAB-DIG-TIT-0140 | Inspect the digester content tank sludge temperature probe for
TAB-DIG-03 | 11 | Inspect the digester content tank sludge temperature probe- 5 Years | Transmitter,Temperature Indicating, Sludge to HE #0148 | TAB-DIG-TIT-0140 | 3000000 | TAB-DIG-TIT-0340 | Inspect the digester content tank sludge temperature probe for
TAB-DIG-03 | 11 | Inspect the digester content tank sludge temperature probe- 5 Years | Transmitter,Temperature Indicating, Sludge to HE #0148 | TAB-DIG-TIT-0140 | 4000000 | TAB-DIG-TIT-0440 | Inspect the digester content tank sludge temperature probe for
TAB-DIG-03 | 11 | Inspect the digester content tank sludge temperature probe- 5 Years | Transmitter,Temperature Indicating, Sludge to HE #0548 | TAB-DIG-TIT-0540 | 2000000 | TAB-DIG-TIT-0640 | Inspect the digester content tank sludge temperature probe for
TAB-DIG-03 | 11 | Inspect the digester content tank sludge temperature probe- 5 Years | Transmitter,Temperature Indicating, Sludge to HE #0548 | TAB-DIG-TIT-0540 | 1000000 | TAB-DIG-TIT-0540 | Inspect the digester content tank sludge temperature probe for
TAB-DIG-03 | 11 | Inspect the digester content tank sludge temperature probe- 5 Years | Transmitter,Temperature Indicating, Sludge to HE #0548 | TAB-DIG-TIT-0540 | 3000000 | TAB-DIG-TIT-0740 | Inspect the digester content tank sludge temperature probe for
TAB-DIG-03 | 11 | Inspect the digester content tank sludge temperature probe- 5 Years | Transmitter,Temperature Indicating, Sludge to HE #0548 | TAB-DIG-TIT-0540 | 4000000 | TAB-DIG-TIT-0840 | Inspect the digester content tank sludge temperature probe for
TAB-DIG-03 | 11 | Inspect the digester content tank sludge temperature probe- 5 Years | Transmitter,,Temperature,Sludge Supply to HE, Digester Basement | TAB-DIG-TIT-1340 | 3000000 | TAB-DIG-TIT-1540 | Inspect the digester content tank sludge temperature probe for
TAB-DIG-03 | 11 | Inspect the digester content tank sludge temperature probe- 5 Years | Transmitter,,Temperature,Sludge Supply to HE, Digester Basement | TAB-DIG-TIT-1340 | 1000000 | TAB-DIG-TIT-1340 | Inspect the digester content tank sludge temperature probe for
TAB-DIG-03 | 11 | Inspect the digester content tank sludge temperature probe- 5 Years | Transmitter,,Temperature,Sludge Supply to HE, Digester Basement | TAB-DIG-TIT-1340 | 2000000 | TAB-DIG-TIT-1440 | Inspect the digester content tank sludge temperature probe for
TAB-DIG-03 | 11 | Inspect the digester content tank sludge temperature probe- 5 Years | Transmitter,,Temperature,Sludge Supply to HE, Digester Basement | TAB-DIG-TIT-1340 | 4000000 | TAB-DIG-TIT-1640 | Inspect the digester content tank sludge temperature probe for
TAB-DIG-03 | 11 | Inspect the digester content tank sludge temperature probe- 5 Years | Transmitter,Temperature Indicating, Sludge to HE #1901 | TAB-DIG-TIT-1940 | 1000000 | TAB-DIG-TIT-1940 | Inspect the digester content tank sludge temperature probe for
TAB-DIG-03 | 11 | Inspect the digester content tank sludge temperature probe- 5 Years | Transmitter,Temperature Indicating, Sludge to HE #1901 | TAB-DIG-TIT-1940 | 2000000 | TAB-DIG-TIT-2040 | Inspect the digester content tank sludge temperature probe for
TAB-DIG-03 | 11 | Inspect the digester content tank sludge temperature probe- 5 Years | Transmitter,Temperature Indicating, Sludge to HE #1901 | TAB-DIG-TIT-1940 | 3000000 | TAB-DIG-TIT-2140 | Inspect the digester content tank sludge temperature probe for
TAB-DIG-03 | 11 | Inspect the digester content tank sludge temperature probe- 5 Years | Transmitter,Temperature Indicating, Sludge to HE #1901 | TAB-DIG-TIT-1940 | 4000000 | TAB-DIG-TIT-2240 | Inspect the digester content tank sludge temperature probe for
TAB-DIG-03 | 16 | Verification check of MASS flow meter (Calibration)- Yearly | Transmitter, Flow Indicating, Digesters 9-12, Outside South of Bldg | TAB-DIG-FIT-6912 | 1000000 | TAB-DIG-FIT-6912 | Verification check of MASS flow meter for
TAB-DIG-03 | 16 | Verification check of MASS flow meter (Calibration)- Yearly | Transmitter, Flow Indicating, Digesters 9-12, Outside South of Bldg | TAB-DIG-FIT-6912 | 2000000 | TAB-DIG-FIT-7130 | Verification check of MASS flow meter for
TAB-DIG-03 | 20 | Dig 9-12 Control Panel Inspection- 6 Monthly | TAB-Routine Work Area 5 | TAB-RTE-WA5 | 1000000 | TAB-EL1-CP-0001A | Dig 912 Control Panel Inspection 6 Monthly for
TAB-DIG-03 | 20 | Dig 9-12 Control Panel Inspection- 6 Monthly | TAB-Routine Work Area 5 | TAB-RTE-WA5 | 2000000 | TAB-EL1-CP-0002A | Dig 912 Control Panel Inspection 6 Monthly for
TAB-DIG-03 | 20 | Dig 9-12 Control Panel Inspection- 6 Monthly | TAB-Routine Work Area 5 | TAB-RTE-WA5 | 3000000 | TAB-EL1-CP-0003 | Dig 912 Control Panel Inspection 6 Monthly for
TAB-DIG-03 | 20 | Dig 9-12 Control Panel Inspection- 6 Monthly | TAB-Routine Work Area 5 | TAB-RTE-WA5 | 4000000 | TAB-EL1-CP-0004 | Dig 912 Control Panel Inspection 6 Monthly for
TAB-DIG-03 | 20 | Dig 9-12 Control Panel Inspection- 6 Monthly | TAB-Routine Work Area 5 | TAB-RTE-WA5 | 6000000 | TAB-EL1-CP-0006 | Dig 912 Control Panel Inspection 6 Monthly for
TAB-DIG-03 | 20 | Dig 9-12 Control Panel Inspection- 6 Monthly | TAB-Routine Work Area 5 | TAB-RTE-WA5 | 5000000 | TAB-EL1-CP-0005 | Dig 912 Control Panel Inspection 6 Monthly for
TAB-DIG-03 | 20 | Dig 9-12 Control Panel Inspection- 6 Monthly | TAB-Routine Work Area 5 | TAB-RTE-WA5 | 8000000 | TAB-EL1-CP-0008 | Dig 912 Control Panel Inspection 6 Monthly for
TAB-DIG-03 | 20 | Dig 9-12 Control Panel Inspection- 6 Monthly | TAB-Routine Work Area 5 | TAB-RTE-WA5 | 7000000 | TAB-EL1-CP-0007 | Dig 912 Control Panel Inspection 6 Monthly for
TAB-DIG-03 | 20 | Dig 9-12 Control Panel Inspection- 6 Monthly | TAB-Routine Work Area 5 | TAB-RTE-WA5 | 10000000 | TAB-EL1-CP-0010 | Dig 912 Control Panel Inspection 6 Monthly for
TAB-DIG-03 | 20 | Dig 9-12 Control Panel Inspection- 6 Monthly | TAB-Routine Work Area 5 | TAB-RTE-WA5 | 9000000 | TAB-EL1-CP-0009 | Dig 912 Control Panel Inspection 6 Monthly for
TAB-DIG-03 | 20 | Dig 9-12 Control Panel Inspection- 6 Monthly | TAB-Routine Work Area 5 | TAB-RTE-WA5 | 15000000 | TAB-DIG-CP-0920 | Dig 912 Control Panel Inspection 6 Monthly for
TAB-DIG-03 | 20 | Dig 9-12 Control Panel Inspection- 6 Monthly | TAB-Routine Work Area 5 | TAB-RTE-WA5 | 11000000 | TAB-EL1-CP-0011 | Dig 912 Control Panel Inspection 6 Monthly for
TAB-DIG-03 | 20 | Dig 9-12 Control Panel Inspection- 6 Monthly | TAB-Routine Work Area 5 | TAB-RTE-WA5 | 16000000 | TAB-DIG-CP-0922 | Dig 912 Control Panel Inspection 6 Monthly for
TAB-DIG-03 | 20 | Dig 9-12 Control Panel Inspection- 6 Monthly | TAB-Routine Work Area 5 | TAB-RTE-WA5 | 12000000 | TAB-EL1-CP-0012 | Dig 912 Control Panel Inspection 6 Monthly for
TAB-DIG-03 | 20 | Dig 9-12 Control Panel Inspection- 6 Monthly | TAB-Routine Work Area 5 | TAB-RTE-WA5 | 17000000 | TAB-DIG-CP-0962 | Dig 912 Control Panel Inspection 6 Monthly for
TAB-DIG-03 | 20 | Dig 9-12 Control Panel Inspection- 6 Monthly | TAB-Routine Work Area 5 | TAB-RTE-WA5 | 13000000 | TAB-SPC-COM-3602 | Dig 912 Control Panel Inspection 6 Monthly for
TAB-DIG-03 | 20 | Dig 9-12 Control Panel Inspection- 6 Monthly | TAB-Routine Work Area 5 | TAB-RTE-WA5 | 18000000 | TAB-DIG-CP-0970 | Dig 912 Control Panel Inspection 6 Monthly for
TAB-DIG-03 | 20 | Dig 9-12 Control Panel Inspection- 6 Monthly | TAB-Routine Work Area 5 | TAB-RTE-WA5 | 14000000 | TAB-DIG-CP-0900 | Dig 912 Control Panel Inspection 6 Monthly for
TAB-DIG-03 | 20 | Dig 9-12 Control Panel Inspection- 6 Monthly | TAB-Routine Work Area 5 | TAB-RTE-WA5 | 20000000 | TAB-DIG-CP-1062 | Dig 912 Control Panel Inspection 6 Monthly for
TAB-DIG-03 | 20 | Dig 9-12 Control Panel Inspection- 6 Monthly | TAB-Routine Work Area 5 | TAB-RTE-WA5 | 19000000 | TAB-DIG-CP-1000 | Dig 912 Control Panel Inspection 6 Monthly for
TAB-DIG-03 | 20 | Dig 9-12 Control Panel Inspection- 6 Monthly | TAB-Routine Work Area 5 | TAB-RTE-WA5 | 22000000 | TAB-DIG-CP-1100 | Dig 912 Control Panel Inspection 6 Monthly for
TAB-DIG-03 | 20 | Dig 9-12 Control Panel Inspection- 6 Monthly | TAB-Routine Work Area 5 | TAB-RTE-WA5 | 21000000 | TAB-DIG-CP-1070 | Dig 912 Control Panel Inspection 6 Monthly for
TAB-DIG-03 | 20 | Dig 9-12 Control Panel Inspection- 6 Monthly | TAB-Routine Work Area 5 | TAB-RTE-WA5 | 25000000 | TAB-DIG-CP-1200 | Dig 912 Control Panel Inspection 6 Monthly for
TAB-DIG-03 | 20 | Dig 9-12 Control Panel Inspection- 6 Monthly | TAB-Routine Work Area 5 | TAB-RTE-WA5 | 23000000 | TAB-DIG-CP-1162 | Dig 912 Control Panel Inspection 6 Monthly for
TAB-DIG-03 | 20 | Dig 9-12 Control Panel Inspection- 6 Monthly | TAB-Routine Work Area 5 | TAB-RTE-WA5 | 29000000 | TAB-DIG-CP-9171 | Dig 912 Control Panel Inspection 6 Monthly for
TAB-DIG-03 | 20 | Dig 9-12 Control Panel Inspection- 6 Monthly | TAB-Routine Work Area 5 | TAB-RTE-WA5 | 24000000 | TAB-DIG-CP-1170 | Dig 912 Control Panel Inspection 6 Monthly for
TAB-DIG-03 | 20 | Dig 9-12 Control Panel Inspection- 6 Monthly | TAB-Routine Work Area 5 | TAB-RTE-WA5 | 26000000 | TAB-DIG-CP-1262 | Dig 912 Control Panel Inspection 6 Monthly for
TAB-DIG-03 | 20 | Dig 9-12 Control Panel Inspection- 6 Monthly | TAB-Routine Work Area 5 | TAB-RTE-WA5 | 27000000 | TAB-DIG-CP-1270 | Dig 912 Control Panel Inspection 6 Monthly for
TAB-DIG-03 | 20 | Dig 9-12 Control Panel Inspection- 6 Monthly | TAB-Routine Work Area 5 | TAB-RTE-WA5 | 28000000 | TAB-DIG-CP-8062 | Dig 912 Control Panel Inspection 6 Monthly for
TAB-DIG-03 | 23 | Dig 9-12 FIT Check Flow- 2 Years | TAB-Routine Work Area 5 | TAB-RTE-WA5 | 2000000 | TAB-DIG-FIT-5020 | Dig 912 FIT Calibration 2Years for
TAB-DIG-03 | 23 | Dig 9-12 FIT Check Flow- 2 Years | TAB-Routine Work Area 5 | TAB-RTE-WA5 | 1000000 | TAB-DIG-FIT-5010 | Dig 912 FIT Calibration 2Years for
TAB-DIG-03 | 23 | Dig 9-12 FIT Check Flow- 2 Years | TAB-Routine Work Area 5 | TAB-RTE-WA5 | 6000000 | TAB-DIG-FIT-5070 | Dig 912 FIT Calibration 2Years for
TAB-DIG-03 | 23 | Dig 9-12 FIT Check Flow- 2 Years | TAB-Routine Work Area 5 | TAB-RTE-WA5 | 3000000 | TAB-DIG-FIT-5040 | Dig 912 FIT Calibration 2Years for
TAB-DIG-03 | 23 | Dig 9-12 FIT Check Flow- 2 Years | TAB-Routine Work Area 5 | TAB-RTE-WA5 | 7000000 | TAB-DIG-FIT-5080 | Dig 912 FIT Calibration 2Years for
TAB-DIG-03 | 23 | Dig 9-12 FIT Check Flow- 2 Years | TAB-Routine Work Area 5 | TAB-RTE-WA5 | 4000000 | TAB-DIG-FIT-5050 | Dig 912 FIT Calibration 2Years for
TAB-DIG-03 | 23 | Dig 9-12 FIT Check Flow- 2 Years | TAB-Routine Work Area 5 | TAB-RTE-WA5 | 8000000 | TAB-DIG-FIT-0980 | Dig 912 FIT Calibration 2Years for
TAB-DIG-03 | 23 | Dig 9-12 FIT Check Flow- 2 Years | TAB-Routine Work Area 5 | TAB-RTE-WA5 | 5000000 | TAB-DIG-FIT-5060 | Dig 912 FIT Calibration 2Years for
TAB-DIG-03 | 23 | Dig 9-12 FIT Check Flow- 2 Years | TAB-Routine Work Area 5 | TAB-RTE-WA5 | 9000000 | TAB-DIG-FIT-1080 | Dig 912 FIT Calibration 2Years for
TAB-DIG-03 | 23 | Dig 9-12 FIT Check Flow- 2 Years | TAB-Routine Work Area 5 | TAB-RTE-WA5 | 10000000 | TAB-DIG-FIT-1180 | Dig 912 FIT Calibration 2Years for
TAB-DIG-03 | 23 | Dig 9-12 FIT Check Flow- 2 Years | TAB-Routine Work Area 5 | TAB-RTE-WA5 | 11000000 | TAB-DIG-FIT-1280 | Dig 912 FIT Calibration 2Years for
TAB-DIG-03 | 27 | Dig 9 - 12 Inspection and Cleaning of Temperature Gauge-6 Months | TAB-Routine Work Area 5 | TAB-RTE-WA5 | 1000000 | TAB-DIG-TI-0930 | Inspection and Cleaning of Temperature Gauge for
TAB-DIG-03 | 27 | Dig 9 - 12 Inspection and Cleaning of Temperature Gauge-6 Months | TAB-Routine Work Area 5 | TAB-RTE-WA5 | 2000000 | TAB-DIG-TI-0931 | Inspection and Cleaning of Temperature Gauge for
TAB-DIG-03 | 27 | Dig 9 - 12 Inspection and Cleaning of Temperature Gauge-6 Months | TAB-Routine Work Area 5 | TAB-RTE-WA5 | 4000000 | TAB-DIG-TI-0934 | Inspection and Cleaning of Temperature Gauge for
TAB-DIG-03 | 27 | Dig 9 - 12 Inspection and Cleaning of Temperature Gauge-6 Months | TAB-Routine Work Area 5 | TAB-RTE-WA5 | 3000000 | TAB-DIG-TI-0932 | Inspection and Cleaning of Temperature Gauge for
TAB-DIG-03 | 27 | Dig 9 - 12 Inspection and Cleaning of Temperature Gauge-6 Months | TAB-Routine Work Area 5 | TAB-RTE-WA5 | 6000000 | TAB-DIG-TI-0961 | Inspection and Cleaning of Temperature Gauge for
TAB-DIG-03 | 27 | Dig 9 - 12 Inspection and Cleaning of Temperature Gauge-6 Months | TAB-Routine Work Area 5 | TAB-RTE-WA5 | 5000000 | TAB-DIG-TI-0960 | Inspection and Cleaning of Temperature Gauge for
TAB-DIG-03 | 27 | Dig 9 - 12 Inspection and Cleaning of Temperature Gauge-6 Months | TAB-Routine Work Area 5 | TAB-RTE-WA5 | 7000000 | TAB-DIG-TI-0962 | Inspection and Cleaning of Temperature Gauge for
TAB-DIG-03 | 27 | Dig 9 - 12 Inspection and Cleaning of Temperature Gauge-6 Months | TAB-Routine Work Area 5 | TAB-RTE-WA5 | 8000000 | TAB-DIG-TI-1030 | Inspection and Cleaning of Temperature Gauge for
TAB-DIG-03 | 27 | Dig 9 - 12 Inspection and Cleaning of Temperature Gauge-6 Months | TAB-Routine Work Area 5 | TAB-RTE-WA5 | 9000000 | TAB-DIG-TI-1031 | Inspection and Cleaning of Temperature Gauge for
TAB-DIG-03 | 27 | Dig 9 - 12 Inspection and Cleaning of Temperature Gauge-6 Months | TAB-Routine Work Area 5 | TAB-RTE-WA5 | 11000000 | TAB-DIG-TI-1034 | Inspection and Cleaning of Temperature Gauge for
TAB-DIG-03 | 27 | Dig 9 - 12 Inspection and Cleaning of Temperature Gauge-6 Months | TAB-Routine Work Area 5 | TAB-RTE-WA5 | 10000000 | TAB-DIG-TI-1032 | Inspection and Cleaning of Temperature Gauge for
TAB-DIG-03 | 27 | Dig 9 - 12 Inspection and Cleaning of Temperature Gauge-6 Months | TAB-Routine Work Area 5 | TAB-RTE-WA5 | 12000000 | TAB-DIG-TI-1060 | Inspection and Cleaning of Temperature Gauge for
TAB-DIG-03 | 27 | Dig 9 - 12 Inspection and Cleaning of Temperature Gauge-6 Months | TAB-Routine Work Area 5 | TAB-RTE-WA5 | 16000000 | TAB-DIG-TI-1131 | Inspection and Cleaning of Temperature Gauge for
TAB-DIG-03 | 27 | Dig 9 - 12 Inspection and Cleaning of Temperature Gauge-6 Months | TAB-Routine Work Area 5 | TAB-RTE-WA5 | 13000000 | TAB-DIG-TI-1061 | Inspection and Cleaning of Temperature Gauge for
TAB-DIG-03 | 27 | Dig 9 - 12 Inspection and Cleaning of Temperature Gauge-6 Months | TAB-Routine Work Area 5 | TAB-RTE-WA5 | 17000000 | TAB-DIG-TI-1132 | Inspection and Cleaning of Temperature Gauge for
TAB-DIG-03 | 27 | Dig 9 - 12 Inspection and Cleaning of Temperature Gauge-6 Months | TAB-Routine Work Area 5 | TAB-RTE-WA5 | 14000000 | TAB-DIG-TI-1062 | Inspection and Cleaning of Temperature Gauge for
TAB-DIG-03 | 27 | Dig 9 - 12 Inspection and Cleaning of Temperature Gauge-6 Months | TAB-Routine Work Area 5 | TAB-RTE-WA5 | 18000000 | TAB-DIG-TI-1134 | Inspection and Cleaning of Temperature Gauge for
TAB-DIG-03 | 27 | Dig 9 - 12 Inspection and Cleaning of Temperature Gauge-6 Months | TAB-Routine Work Area 5 | TAB-RTE-WA5 | 15000000 | TAB-DIG-TI-1130 | Inspection and Cleaning of Temperature Gauge for
TAB-DIG-03 | 27 | Dig 9 - 12 Inspection and Cleaning of Temperature Gauge-6 Months | TAB-Routine Work Area 5 | TAB-RTE-WA5 | 19000000 | TAB-DIG-TI-1160 | Inspection and Cleaning of Temperature Gauge for
TAB-DIG-03 | 27 | Dig 9 - 12 Inspection and Cleaning of Temperature Gauge-6 Months | TAB-Routine Work Area 5 | TAB-RTE-WA5 | 23000000 | TAB-DIG-TI-1231 | Inspection and Cleaning of Temperature Gauge for
TAB-DIG-03 | 27 | Dig 9 - 12 Inspection and Cleaning of Temperature Gauge-6 Months | TAB-Routine Work Area 5 | TAB-RTE-WA5 | 20000000 | TAB-DIG-TI-1161 | Inspection and Cleaning of Temperature Gauge for
TAB-DIG-03 | 27 | Dig 9 - 12 Inspection and Cleaning of Temperature Gauge-6 Months | TAB-Routine Work Area 5 | TAB-RTE-WA5 | 26000000 | TAB-DIG-TI-1260 | Inspection and Cleaning of Temperature Gauge for
TAB-DIG-03 | 27 | Dig 9 - 12 Inspection and Cleaning of Temperature Gauge-6 Months | TAB-Routine Work Area 5 | TAB-RTE-WA5 | 21000000 | TAB-DIG-TI-1162 | Inspection and Cleaning of Temperature Gauge for
TAB-DIG-03 | 27 | Dig 9 - 12 Inspection and Cleaning of Temperature Gauge-6 Months | TAB-Routine Work Area 5 | TAB-RTE-WA5 | 22000000 | TAB-DIG-TI-1230 | Inspection and Cleaning of Temperature Gauge for
TAB-DIG-03 | 27 | Dig 9 - 12 Inspection and Cleaning of Temperature Gauge-6 Months | TAB-Routine Work Area 5 | TAB-RTE-WA5 | 24000000 | TAB-DIG-TI-1232 | Inspection and Cleaning of Temperature Gauge for
TAB-DIG-03 | 27 | Dig 9 - 12 Inspection and Cleaning of Temperature Gauge-6 Months | TAB-Routine Work Area 5 | TAB-RTE-WA5 | 25000000 | TAB-DIG-TI-1234 | Inspection and Cleaning of Temperature Gauge for
TAB-DIG-03 | 27 | Dig 9 - 12 Inspection and Cleaning of Temperature Gauge-6 Months | TAB-Routine Work Area 5 | TAB-RTE-WA5 | 27000000 | TAB-DIG-TI-1261 | Inspection and Cleaning of Temperature Gauge for
TAB-DIG-03 | 27 | Dig 9 - 12 Inspection and Cleaning of Temperature Gauge-6 Months | TAB-Routine Work Area 5 | TAB-RTE-WA5 | 28000000 | TAB-DIG-TI-1262 | Inspection and Cleaning of Temperature Gauge for
TAB-DIG-03 | 28 | Dig 9 - 12 Combustible Gas Alarm Testing-6 Months | TAB-Routine Work Area 5 | TAB-RTE-WA5 | 2000000 | TAB-DIG-AE-9172 | Test Gas Alarm er to for
TAB-DIG-03 | 28 | Dig 9 - 12 Combustible Gas Alarm Testing-6 Months | TAB-Routine Work Area 5 | TAB-RTE-WA5 | 1000000 | TAB-DIG-AE-9171 | Test Gas Alarm er to for
TAB-PLT-01 | 5 | Valve exrecise- Yearly | Valve, ALP to Grit Tank 1 | TAB-PLT-V-0104 | 1000000 | TAB-PLT-V-0104 | Exercise Grit tank air diffuser valves for
TAB-PLT-01 | 5 | Valve exrecise- Yearly | Valve, ALP to Grit Tank 1 | TAB-PLT-V-0104 | 2000000 | TAB-PLT-V-0105 | Exercise Grit tank air diffuser valves for
TAB-PLT-01 | 5 | Valve exrecise- Yearly | Valve, ALP to Grit Tank 1 | TAB-PLT-V-0104 | 3000000 | TAB-PLT-V-0106 | Exercise Grit tank air diffuser valves for
TAB-PLT-01 | 5 | Valve exrecise- Yearly | Valve, ALP to Grit Tank 1 | TAB-PLT-V-0104 | 5000000 | TAB-PLT-V-0108 | Exercise Grit tank air diffuser valves for
TAB-PLT-01 | 5 | Valve exrecise- Yearly | Valve, ALP to Grit Tank 1 | TAB-PLT-V-0104 | 4000000 | TAB-PLT-V-0107 | Exercise Grit tank air diffuser valves for
TAB-PLT-01 | 5 | Valve exrecise- Yearly | Valve, ALP to Grit Tank 1 | TAB-PLT-V-0104 | 6000000 | TAB-PLT-V-0109 | Exercise Grit tank air diffuser valves for
TAB-PLT-01 | 5 | Valve exrecise- Yearly | Valve, Grit Tank 1 Process Air Header Isolation | TAB-PLT-V-0111 | 3000000 | TAB-PLT-V-0311 | Exercise Grit tank air isolation valves for
TAB-PLT-01 | 5 | Valve exrecise- Yearly | Valve, Grit Tank 1 Process Air Header Isolation | TAB-PLT-V-0111 | 5000000 | TAB-PLT-V-0511 | Exercise Grit tank air isolation valves for
TAB-PLT-01 | 5 | Valve exrecise- Yearly | Valve, Grit Tank 1 Process Air Header Isolation | TAB-PLT-V-0111 | 1000000 | TAB-PLT-V-0111 | Exercise Grit tank air isolation valves for
TAB-PLT-01 | 5 | Valve exrecise- Yearly | Valve, Grit Tank 1 Process Air Header Isolation | TAB-PLT-V-0111 | 6000000 | TAB-PLT-V-0611 | Exercise Grit tank air isolation valves for
TAB-PLT-01 | 5 | Valve exrecise- Yearly | Valve, Grit Tank 1 Process Air Header Isolation | TAB-PLT-V-0111 | 2000000 | TAB-PLT-V-0211 | Exercise Grit tank air isolation valves for
TAB-PLT-01 | 5 | Valve exrecise- Yearly | Valve, Grit Tank 1 Process Air Header Isolation | TAB-PLT-V-0111 | 7000000 | TAB-PLT-V-1311 | Exercise Grit tank air isolation valves for
TAB-PLT-01 | 5 | Valve exrecise- Yearly | Valve, Grit Tank 1 Process Air Header Isolation | TAB-PLT-V-0111 | 4000000 | TAB-PLT-V-0411 | Exercise Grit tank air isolation valves for
TAB-PLT-01 | 5 | Valve exrecise- Yearly | Valve, Grit Tank 1 Process Air Header Isolation | TAB-PLT-V-0111 | 8000000 | TAB-PLT-V-1411 | Exercise Grit tank air isolation valves for
TAB-PLT-01 | 5 | Valve exrecise- Yearly | Valve, Grit Tank 1 Process Air Header Isolation | TAB-PLT-V-0111 | 10000000 | TAB-PLT-V-1611 | Exercise Grit tank air isolation valves for
TAB-PLT-01 | 5 | Valve exrecise- Yearly | Valve, Grit Tank 1 Process Air Header Isolation | TAB-PLT-V-0111 | 9000000 | TAB-PLT-V-1511 | Exercise Grit tank air isolation valves for
TAB-PLT-01 | 5 | Valve exrecise- Yearly | Valve,ALP to Grit Tank 2 | TAB-PLT-V-0204 | 3000000 | TAB-PLT-V-0206 | Exercise Grit tank air diffuser valves for
TAB-PLT-01 | 5 | Valve exrecise- Yearly | Valve,ALP to Grit Tank 2 | TAB-PLT-V-0204 | 1000000 | TAB-PLT-V-0204 | Exercise Grit tank air diffuser valves for
TAB-PLT-01 | 5 | Valve exrecise- Yearly | Valve,ALP to Grit Tank 2 | TAB-PLT-V-0204 | 5000000 | TAB-PLT-V-0208 | Exercise Grit tank air diffuser valves for
TAB-PLT-01 | 5 | Valve exrecise- Yearly | Valve,ALP to Grit Tank 2 | TAB-PLT-V-0204 | 2000000 | TAB-PLT-V-0205 | Exercise Grit tank air diffuser valves for
TAB-PLT-01 | 5 | Valve exrecise- Yearly | Valve,ALP to Grit Tank 2 | TAB-PLT-V-0204 | 6000000 | TAB-PLT-V-0209 | Exercise Grit tank air diffuser valves for
TAB-PLT-01 | 5 | Valve exrecise- Yearly | Valve,ALP to Grit Tank 2 | TAB-PLT-V-0204 | 4000000 | TAB-PLT-V-0207 | Exercise Grit tank air diffuser valves for
TAB-PLT-01 | 5 | Valve exrecise- Yearly | Valve,ALP | TAB-PLT-V-0304 | 1000000 | TAB-PLT-V-0304 | Exercise Grit tank air diffuser valves for
TAB-PLT-01 | 5 | Valve exrecise- Yearly | Valve,ALP | TAB-PLT-V-0304 | 2000000 | TAB-PLT-V-0305 | Exercise Grit tank air diffuser valves for
TAB-PLT-01 | 5 | Valve exrecise- Yearly | Valve,ALP | TAB-PLT-V-0304 | 3000000 | TAB-PLT-V-0306 | Exercise Grit tank air diffuser valves for
TAB-PLT-01 | 5 | Valve exrecise- Yearly | Valve,ALP | TAB-PLT-V-0304 | 4000000 | TAB-PLT-V-0307 | Exercise Grit tank air diffuser valves for
TAB-PLT-01 | 5 | Valve exrecise- Yearly | Valve,ALP | TAB-PLT-V-0304 | 5000000 | TAB-PLT-V-0308 | Exercise Grit tank air diffuser valves for
TAB-PLT-01 | 5 | Valve exrecise- Yearly | Valve,ALP | TAB-PLT-V-0304 | 6000000 | TAB-PLT-V-0309 | Exercise Grit tank air diffuser valves for
TAB-PLT-01 | 5 | Valve exrecise- Yearly | Valve,ALP | TAB-PLT-V-0404 | 1000000 | TAB-PLT-V-0404 | Exercise Grit tank air diffuser valves for
TAB-PLT-01 | 5 | Valve exrecise- Yearly | Valve,ALP | TAB-PLT-V-0404 | 3000000 | TAB-PLT-V-0406 | Exercise Grit tank air diffuser valves for
TAB-PLT-01 | 5 | Valve exrecise- Yearly | Valve,ALP | TAB-PLT-V-0404 | 2000000 | TAB-PLT-V-0405 | Exercise Grit tank air diffuser valves for
TAB-PLT-01 | 5 | Valve exrecise- Yearly | Valve,ALP | TAB-PLT-V-0404 | 4000000 | TAB-PLT-V-0407 | Exercise Grit tank air diffuser valves for
TAB-PLT-01 | 5 | Valve exrecise- Yearly | Valve,ALP | TAB-PLT-V-0404 | 5000000 | TAB-PLT-V-0408 | Exercise Grit tank air diffuser valves for
TAB-PLT-01 | 5 | Valve exrecise- Yearly | Valve,ALP | TAB-PLT-V-0404 | 6000000 | TAB-PLT-V-0409 | Exercise Grit tank air diffuser valves for
TAB-PLT-01 | 5 | Valve exrecise- Yearly | Valve,ALP | TAB-PLT-V-0504 | 1000000 | TAB-PLT-V-0504 | Exercise Grit tank air diffuser valves for
TAB-PLT-01 | 5 | Valve exrecise- Yearly | Valve,ALP | TAB-PLT-V-0504 | 2000000 | TAB-PLT-V-0505 | Exercise Grit tank air diffuser valves for
TAB-PLT-01 | 5 | Valve exrecise- Yearly | Valve,ALP | TAB-PLT-V-0504 | 3000000 | TAB-PLT-V-0506 | Exercise Grit tank air diffuser valves for
TAB-PLT-01 | 5 | Valve exrecise- Yearly | Valve,ALP | TAB-PLT-V-0504 | 4000000 | TAB-PLT-V-0507 | Exercise Grit tank air diffuser valves for
TAB-PLT-01 | 5 | Valve exrecise- Yearly | Valve,ALP | TAB-PLT-V-0504 | 6000000 | TAB-PLT-V-0509 | Exercise Grit tank air diffuser valves for
TAB-PLT-01 | 5 | Valve exrecise- Yearly | Valve,ALP | TAB-PLT-V-0504 | 5000000 | TAB-PLT-V-0508 | Exercise Grit tank air diffuser valves for
TAB-PLT-01 | 5 | Valve exrecise- Yearly | Valve,ALP | TAB-PLT-V-0604 | 1000000 | TAB-PLT-V-0604 | Exercise Grit tank air diffuser valves for
TAB-PLT-01 | 5 | Valve exrecise- Yearly | Valve,ALP | TAB-PLT-V-0604 | 2000000 | TAB-PLT-V-0605 | Exercise Grit tank air diffuser valves for
TAB-PLT-01 | 5 | Valve exrecise- Yearly | Valve,ALP | TAB-PLT-V-0604 | 4000000 | TAB-PLT-V-0607 | Exercise Grit tank air diffuser valves for
TAB-PLT-01 | 5 | Valve exrecise- Yearly | Valve,ALP | TAB-PLT-V-0604 | 3000000 | TAB-PLT-V-0606 | Exercise Grit tank air diffuser valves for
TAB-PLT-01 | 5 | Valve exrecise- Yearly | Valve,ALP | TAB-PLT-V-0604 | 5000000 | TAB-PLT-V-0608 | Exercise Grit tank air diffuser valves for
TAB-PLT-01 | 5 | Valve exrecise- Yearly | Valve,ALP | TAB-PLT-V-0604 | 6000000 | TAB-PLT-V-0609 | Exercise Grit tank air diffuser valves for
TAB-PLT-01 | 5 | Valve exrecise- Yearly | Valve, ALP to Grit Tank 13 | TAB-PLT-V-1304 | 1000000 | TAB-PLT-V-1304 | Exercise Grit tank air diffuser valves for
TAB-PLT-01 | 5 | Valve exrecise- Yearly | Valve, ALP to Grit Tank 13 | TAB-PLT-V-1304 | 4000000 | TAB-PLT-V-1307 | Exercise Grit tank air diffuser valves for
TAB-PLT-01 | 5 | Valve exrecise- Yearly | Valve, ALP to Grit Tank 13 | TAB-PLT-V-1304 | 2000000 | TAB-PLT-V-1305 | Exercise Grit tank air diffuser valves for
TAB-PLT-01 | 5 | Valve exrecise- Yearly | Valve, ALP to Grit Tank 13 | TAB-PLT-V-1304 | 3000000 | TAB-PLT-V-1306 | Exercise Grit tank air diffuser valves for
TAB-PLT-01 | 5 | Valve exrecise- Yearly | Valve, ALP to Grit Tank 13 | TAB-PLT-V-1304 | 5000000 | TAB-PLT-V-1308 | Exercise Grit tank air diffuser valves for
TAB-PLT-01 | 5 | Valve exrecise- Yearly | Valve, ALP to Grit Tank 13 | TAB-PLT-V-1304 | 6000000 | TAB-PLT-V-1309 | Exercise Grit tank air diffuser valves for
TAB-PLT-01 | 5 | Valve exrecise- Yearly | Valve, ALP to Grit Tank 14 | TAB-PLT-V-1404 | 1000000 | TAB-PLT-V-1404 | Exercise Grit tank air diffuser valves for
TAB-PLT-01 | 5 | Valve exrecise- Yearly | Valve, ALP to Grit Tank 14 | TAB-PLT-V-1404 | 4000000 | TAB-PLT-V-1407 | Exercise Grit tank air diffuser valves for
TAB-PLT-01 | 5 | Valve exrecise- Yearly | Valve, ALP to Grit Tank 14 | TAB-PLT-V-1404 | 2000000 | TAB-PLT-V-1405 | Exercise Grit tank air diffuser valves for
TAB-PLT-01 | 5 | Valve exrecise- Yearly | Valve, ALP to Grit Tank 14 | TAB-PLT-V-1404 | 3000000 | TAB-PLT-V-1406 | Exercise Grit tank air diffuser valves for
TAB-PLT-01 | 5 | Valve exrecise- Yearly | Valve, ALP to Grit Tank 14 | TAB-PLT-V-1404 | 5000000 | TAB-PLT-V-1408 | Exercise Grit tank air diffuser valves for
TAB-PLT-01 | 5 | Valve exrecise- Yearly | Valve, ALP to Grit Tank 14 | TAB-PLT-V-1404 | 6000000 | TAB-PLT-V-1409 | Exercise Grit tank air diffuser valves for
TAB-PLT-01 | 5 | Valve exrecise- Yearly | Valve,ALP | TAB-PLT-V-1504 | 1000000 | TAB-PLT-V-1504 | Exercise Grit tank air diffuser valves for
TAB-PLT-01 | 5 | Valve exrecise- Yearly | Valve,ALP | TAB-PLT-V-1504 | 2000000 | TAB-PLT-V-1505 | Exercise Grit tank air diffuser valves for
TAB-PLT-01 | 5 | Valve exrecise- Yearly | Valve,ALP | TAB-PLT-V-1504 | 3000000 | TAB-PLT-V-1506 | Exercise Grit tank air diffuser valves for
TAB-PLT-01 | 5 | Valve exrecise- Yearly | Valve,ALP | TAB-PLT-V-1504 | 6000000 | TAB-PLT-V-1509 | Exercise Grit tank air diffuser valves for
TAB-PLT-01 | 5 | Valve exrecise- Yearly | Valve,ALP | TAB-PLT-V-1504 | 4000000 | TAB-PLT-V-1507 | Exercise Grit tank air diffuser valves for
TAB-PLT-01 | 5 | Valve exrecise- Yearly | Valve,ALP | TAB-PLT-V-1504 | 5000000 | TAB-PLT-V-1508 | Exercise Grit tank air diffuser valves for
TAB-PLT-01 | 5 | Valve exrecise- Yearly | Valve,ALP | TAB-PLT-V-1604 | 4000000 | TAB-PLT-V-1607 | Exercise Grit tank air diffuser valves for
TAB-PLT-01 | 5 | Valve exrecise- Yearly | Valve,ALP | TAB-PLT-V-1604 | 5000000 | TAB-PLT-V-1608 | Exercise Grit tank air diffuser valves for
TAB-PLT-01 | 5 | Valve exrecise- Yearly | Valve,ALP | TAB-PLT-V-1604 | 6000000 | TAB-PLT-V-1609 | Exercise Grit tank air diffuser valves for
TAB-PLT-01 | 5 | Valve exrecise- Yearly | Valve,ALP | TAB-PLT-V-1604 | 1000000 | TAB-PLT-V-1604 | Exercise Grit tank air diffuser valves for
TAB-PLT-01 | 5 | Valve exrecise- Yearly | Valve,ALP | TAB-PLT-V-1604 | 2000000 | TAB-PLT-V-1605 | Exercise Grit tank air diffuser valves for
TAB-PLT-01 | 5 | Valve exrecise- Yearly | Valve,ALP | TAB-PLT-V-1604 | 3000000 | TAB-PLT-V-1606 | Exercise Grit tank air diffuser valves for
TAB-PLT-01 | 17 | Perforated Plate Screen Plant Technician Inspection- Weekly | TAB-Routine Work Area 1 | TAB-RTE-WA1 | 1000000 | TAB-PLT-SC-0100 | Perforated Plate Screen Plant Technician Inspection Weekly for
TAB-PLT-01 | 17 | Perforated Plate Screen Plant Technician Inspection- Weekly | TAB-Routine Work Area 1 | TAB-RTE-WA1 | 3000000 | TAB-PLT-SC-0300 | Perforated Plate Screen Plant Technician Inspection Weekly for
TAB-PLT-01 | 17 | Perforated Plate Screen Plant Technician Inspection- Weekly | TAB-Routine Work Area 1 | TAB-RTE-WA1 | 2000000 | TAB-PLT-SC-0200 | Perforated Plate Screen Plant Technician Inspection Weekly for
TAB-PLT-01 | 17 | Perforated Plate Screen Plant Technician Inspection- Weekly | TAB-Routine Work Area 1 | TAB-RTE-WA1 | 4000000 | TAB-PLT-SC-0400 | Perforated Plate Screen Plant Technician Inspection Weekly for
TAB-PLT-01 | 17 | Perforated Plate Screen Plant Technician Inspection- Weekly | TAB-Routine Work Area 1 | TAB-RTE-WA1 | 5000000 | TAB-PLT-SC-0500 | Perforated Plate Screen Plant Technician Inspection Weekly for
TAB-PLT-01 | 25 | D Bldg Plant Water Strainer Packing Inspection - Quarterly | TAB-Routine Work Area 1 | TAB-RTE-WA1 | 1000000 | TAB-PLT-STR-9000 | D Bldg Plant Water Strainer Packing Inspection Quarterly for
TAB-PLT-01 | 25 | D Bldg Plant Water Strainer Packing Inspection - Quarterly | TAB-Routine Work Area 1 | TAB-RTE-WA1 | 2000000 | TAB-PLT-STR-9010 | D Bldg Plant Water Strainer Packing Inspection Quarterly for
TAB-PLT-01 | 26 | Inspect the Pump mechanical seal plastic sight tubing- Quarterly | TAB-Routine Work Area 1 | TAB-RTE-WA1 | 2000000 | TAB-PLT-P-1470 | Inspect the pump mechanical seal plastic sight tubing Quarterly for
TAB-PLT-01 | 26 | Inspect the Pump mechanical seal plastic sight tubing- Quarterly | TAB-Routine Work Area 1 | TAB-RTE-WA1 | 1000000 | TAB-PLT-P-1460 | Inspect the pump mechanical seal plastic sight tubing Quarterly for
TAB-PLT-01 | 26 | Inspect the Pump mechanical seal plastic sight tubing- Quarterly | TAB-Routine Work Area 1 | TAB-RTE-WA1 | 3000000 | TAB-PLT-P-1500 | Inspect the pump mechanical seal plastic sight tubing Quarterly for
TAB-PLT-01 | 26 | Inspect the Pump mechanical seal plastic sight tubing- Quarterly | TAB-Routine Work Area 1 | TAB-RTE-WA1 | 7000000 | TAB-PLT-P-1900 | Inspect the pump mechanical seal plastic sight tubing Quarterly for
TAB-PLT-01 | 26 | Inspect the Pump mechanical seal plastic sight tubing- Quarterly | TAB-Routine Work Area 1 | TAB-RTE-WA1 | 4000000 | TAB-PLT-P-1600 | Inspect the pump mechanical seal plastic sight tubing Quarterly for
TAB-PLT-01 | 26 | Inspect the Pump mechanical seal plastic sight tubing- Quarterly | TAB-Routine Work Area 1 | TAB-RTE-WA1 | 5000000 | TAB-PLT-P-1700 | Inspect the pump mechanical seal plastic sight tubing Quarterly for
TAB-PLT-01 | 26 | Inspect the Pump mechanical seal plastic sight tubing- Quarterly | TAB-Routine Work Area 1 | TAB-RTE-WA1 | 6000000 | TAB-PLT-P-1800 | Inspect the pump mechanical seal plastic sight tubing Quarterly for
TAB-PLT-01 | 26 | Inspect the Pump mechanical seal plastic sight tubing- Quarterly | TAB-Routine Work Area 1 | TAB-RTE-WA1 | 8000000 | TAB-PLT-P-2000 | Inspect the pump mechanical seal plastic sight tubing Quarterly for
TAB-PLT-01 | 36 | P Bldg Actuated Sluice Gate Lubrication and Inspection- 6 Months | TAB-Routine Work Area 1 | TAB-RTE-WA1 | 4000000 | TAB-PLT-G-0033 | P Bldg Actuated Sluice Gate Lubrication and Inspection 6 Months for
TAB-PLT-01 | 36 | P Bldg Actuated Sluice Gate Lubrication and Inspection- 6 Months | TAB-Routine Work Area 1 | TAB-RTE-WA1 | 1000000 | TAB-PLT-G-0005 | P Bldg Actuated Sluice Gate Lubrication and Inspection 6 Months for
TAB-PLT-01 | 36 | P Bldg Actuated Sluice Gate Lubrication and Inspection- 6 Months | TAB-Routine Work Area 1 | TAB-RTE-WA1 | 6000000 | TAB-PLT-G-0042 | P Bldg Actuated Sluice Gate Lubrication and Inspection 6 Months for
TAB-PLT-01 | 36 | P Bldg Actuated Sluice Gate Lubrication and Inspection- 6 Months | TAB-Routine Work Area 1 | TAB-RTE-WA1 | 2000000 | TAB-PLT-G-0031 | P Bldg Actuated Sluice Gate Lubrication and Inspection 6 Months for
TAB-PLT-01 | 36 | P Bldg Actuated Sluice Gate Lubrication and Inspection- 6 Months | TAB-Routine Work Area 1 | TAB-RTE-WA1 | 9000000 | TAB-PLT-G-0045 | P Bldg Actuated Sluice Gate Lubrication and Inspection 6 Months for
TAB-PLT-01 | 36 | P Bldg Actuated Sluice Gate Lubrication and Inspection- 6 Months | TAB-Routine Work Area 1 | TAB-RTE-WA1 | 3000000 | TAB-PLT-G-0032 | P Bldg Actuated Sluice Gate Lubrication and Inspection 6 Months for
TAB-PLT-01 | 36 | P Bldg Actuated Sluice Gate Lubrication and Inspection- 6 Months | TAB-Routine Work Area 1 | TAB-RTE-WA1 | 11000000 | TAB-PLT-G-0047 | P Bldg Actuated Sluice Gate Lubrication and Inspection 6 Months for
TAB-PLT-01 | 36 | P Bldg Actuated Sluice Gate Lubrication and Inspection- 6 Months | TAB-Routine Work Area 1 | TAB-RTE-WA1 | 5000000 | TAB-PLT-G-0041 | P Bldg Actuated Sluice Gate Lubrication and Inspection 6 Months for
TAB-PLT-01 | 36 | P Bldg Actuated Sluice Gate Lubrication and Inspection- 6 Months | TAB-Routine Work Area 1 | TAB-RTE-WA1 | 7000000 | TAB-PLT-G-0043 | P Bldg Actuated Sluice Gate Lubrication and Inspection 6 Months for
TAB-PLT-01 | 36 | P Bldg Actuated Sluice Gate Lubrication and Inspection- 6 Months | TAB-Routine Work Area 1 | TAB-RTE-WA1 | 8000000 | TAB-PLT-G-0044 | P Bldg Actuated Sluice Gate Lubrication and Inspection 6 Months for
TAB-PLT-01 | 36 | P Bldg Actuated Sluice Gate Lubrication and Inspection- 6 Months | TAB-Routine Work Area 1 | TAB-RTE-WA1 | 10000000 | TAB-PLT-G-0046 | P Bldg Actuated Sluice Gate Lubrication and Inspection 6 Months for
TAB-PLT-01 | 41 | P Bldg Actuated Butterfly valve Maintenance- Quarterly | TAB-Routine Work Area 1 | TAB-RTE-WA1 | 1000000 | TAB-PLT-V-0125 | P Bldg Actuated Butterfly valve Maintenance Quarterly for
TAB-PLT-01 | 41 | P Bldg Actuated Butterfly valve Maintenance- Quarterly | TAB-Routine Work Area 1 | TAB-RTE-WA1 | 4000000 | TAB-PLT-V-0325 | P Bldg Actuated Butterfly valve Maintenance Quarterly for
TAB-PLT-01 | 41 | P Bldg Actuated Butterfly valve Maintenance- Quarterly | TAB-Routine Work Area 1 | TAB-RTE-WA1 | 2000000 | TAB-PLT-V-0203? | P Bldg Actuated Butterfly valve Maintenance Quarterly for
TAB-PLT-01 | 41 | P Bldg Actuated Butterfly valve Maintenance- Quarterly | TAB-Routine Work Area 1 | TAB-RTE-WA1 | 5000000 | TAB-PLT-V-0425 | P Bldg Actuated Butterfly valve Maintenance Quarterly for
TAB-PLT-01 | 41 | P Bldg Actuated Butterfly valve Maintenance- Quarterly | TAB-Routine Work Area 1 | TAB-RTE-WA1 | 3000000 | TAB-PLT-V-0225 | P Bldg Actuated Butterfly valve Maintenance Quarterly for
TAB-PLT-01 | 41 | P Bldg Actuated Butterfly valve Maintenance- Quarterly | TAB-Routine Work Area 1 | TAB-RTE-WA1 | 6000000 | TAB-PLT-V-0525 | P Bldg Actuated Butterfly valve Maintenance Quarterly for
TAB-PLT-01 | 41 | P Bldg Actuated Butterfly valve Maintenance- Quarterly | TAB-Routine Work Area 1 | TAB-RTE-WA1 | 7000000 | TAB-PLT-V-0625 | P Bldg Actuated Butterfly valve Maintenance Quarterly for
TAB-PLT-01 | 42 | P Bldg Actuated Butterfly valve Maintenance- 6 Monthly | TAB-Routine Work Area 1 | TAB-RTE-WA1 | 1000000 | TAB-PLT-V-0125 | P Bldg Actuated Butterfly valve Maintenance 6 Monthly for
TAB-PLT-01 | 42 | P Bldg Actuated Butterfly valve Maintenance- 6 Monthly | TAB-Routine Work Area 1 | TAB-RTE-WA1 | 3000000 | TAB-PLT-V-0225 | P Bldg Actuated Butterfly valve Maintenance 6 Monthly for
TAB-PLT-01 | 42 | P Bldg Actuated Butterfly valve Maintenance- 6 Monthly | TAB-Routine Work Area 1 | TAB-RTE-WA1 | 2000000 | TAB-PLT-V-0203 | P Bldg Actuated Butterfly valve Maintenance 6 Monthly for
TAB-PLT-01 | 42 | P Bldg Actuated Butterfly valve Maintenance- 6 Monthly | TAB-Routine Work Area 1 | TAB-RTE-WA1 | 6000000 | TAB-PLT-V-0525 | P Bldg Actuated Butterfly valve Maintenance 6 Monthly for
TAB-PLT-01 | 42 | P Bldg Actuated Butterfly valve Maintenance- 6 Monthly | TAB-Routine Work Area 1 | TAB-RTE-WA1 | 4000000 | TAB-PLT-V-0325 | P Bldg Actuated Butterfly valve Maintenance 6 Monthly for
TAB-PLT-01 | 42 | P Bldg Actuated Butterfly valve Maintenance- 6 Monthly | TAB-Routine Work Area 1 | TAB-RTE-WA1 | 8000000 | TAB-PLT-V-0103 | P Bldg Actuated Butterfly valve Maintenance 6 Monthly for
TAB-PLT-01 | 42 | P Bldg Actuated Butterfly valve Maintenance- 6 Monthly | TAB-Routine Work Area 1 | TAB-RTE-WA1 | 5000000 | TAB-PLT-V-0425 | P Bldg Actuated Butterfly valve Maintenance 6 Monthly for
TAB-PLT-01 | 42 | P Bldg Actuated Butterfly valve Maintenance- 6 Monthly | TAB-Routine Work Area 1 | TAB-RTE-WA1 | 7000000 | TAB-PLT-V-0625 | P Bldg Actuated Butterfly valve Maintenance 6 Monthly for
TAB-PLT-01 | 42 | P Bldg Actuated Butterfly valve Maintenance- 6 Monthly | TAB-Routine Work Area 1 | TAB-RTE-WA1 | 9000000 | TAB-PLT-V-0303 | P Bldg Actuated Butterfly valve Maintenance 6 Monthly for
TAB-PLT-01 | 43 | P Bldg Angle valve Inspection and Maintenance- Quarterly | TAB-Routine Work Area 1 | TAB-RTE-WA1 | 1000000 | TAB-PRM-V-0711 | P Bldg Angle valve Inspection and Maintenance Quarterly for
TAB-PLT-01 | 43 | P Bldg Angle valve Inspection and Maintenance- Quarterly | TAB-Routine Work Area 1 | TAB-RTE-WA1 | 3000000 | TAB-PRM-V-0713 | P Bldg Angle valve Inspection and Maintenance Quarterly for
TAB-PLT-01 | 43 | P Bldg Angle valve Inspection and Maintenance- Quarterly | TAB-Routine Work Area 1 | TAB-RTE-WA1 | 2000000 | TAB-PRM-V-0712 | P Bldg Angle valve Inspection and Maintenance Quarterly for
TAB-PLT-01 | 43 | P Bldg Angle valve Inspection and Maintenance- Quarterly | TAB-Routine Work Area 1 | TAB-RTE-WA1 | 4000000 | TAB-PRM-V-0714 | P Bldg Angle valve Inspection and Maintenance Quarterly for
TAB-PLT-01 | 43 | P Bldg Angle valve Inspection and Maintenance- Quarterly | TAB-Routine Work Area 1 | TAB-RTE-WA1 | 7000000 | TAB-PRM-V-0717 | P Bldg Angle valve Inspection and Maintenance Quarterly for
TAB-PLT-01 | 43 | P Bldg Angle valve Inspection and Maintenance- Quarterly | TAB-Routine Work Area 1 | TAB-RTE-WA1 | 5000000 | TAB-PRM-V-0715 | P Bldg Angle valve Inspection and Maintenance Quarterly for
TAB-PLT-01 | 43 | P Bldg Angle valve Inspection and Maintenance- Quarterly | TAB-Routine Work Area 1 | TAB-RTE-WA1 | 8000000 | TAB-PRM-V-0718 | P Bldg Angle valve Inspection and Maintenance Quarterly for
TAB-PLT-01 | 43 | P Bldg Angle valve Inspection and Maintenance- Quarterly | TAB-Routine Work Area 1 | TAB-RTE-WA1 | 6000000 | TAB-PRM-V-0716 | P Bldg Angle valve Inspection and Maintenance Quarterly for
TAB-PLT-01 | 43 | P Bldg Angle valve Inspection and Maintenance- Quarterly | TAB-Routine Work Area 1 | TAB-RTE-WA1 | 9000000 | TAB-PRM-V-0719 | P Bldg Angle valve Inspection and Maintenance Quarterly for
TAB-PLT-01 | 43 | P Bldg Angle valve Inspection and Maintenance- Quarterly | TAB-Routine Work Area 1 | TAB-RTE-WA1 | 10000000 | TAB-PRM-V-0720 | P Bldg Angle valve Inspection and Maintenance Quarterly for
TAB-PLT-01 | 43 | P Bldg Angle valve Inspection and Maintenance- Quarterly | TAB-Routine Work Area 1 | TAB-RTE-WA1 | 12000000 | TAB-PRM-V-0722 | P Bldg Angle valve Inspection and Maintenance Quarterly for
TAB-PLT-01 | 43 | P Bldg Angle valve Inspection and Maintenance- Quarterly | TAB-Routine Work Area 1 | TAB-RTE-WA1 | 11000000 | TAB-PRM-V-0721 | P Bldg Angle valve Inspection and Maintenance Quarterly for
TAB-PLT-01 | 43 | P Bldg Angle valve Inspection and Maintenance- Quarterly | TAB-Routine Work Area 1 | TAB-RTE-WA1 | 15000000 | TAB-PRM-V-0725 | P Bldg Angle valve Inspection and Maintenance Quarterly for
TAB-PLT-01 | 43 | P Bldg Angle valve Inspection and Maintenance- Quarterly | TAB-Routine Work Area 1 | TAB-RTE-WA1 | 13000000 | TAB-PRM-V-0723 | P Bldg Angle valve Inspection and Maintenance Quarterly for
TAB-PLT-01 | 43 | P Bldg Angle valve Inspection and Maintenance- Quarterly | TAB-Routine Work Area 1 | TAB-RTE-WA1 | 17000000 | TAB-PRM-V-0727 | P Bldg Angle valve Inspection and Maintenance Quarterly for
TAB-PLT-01 | 43 | P Bldg Angle valve Inspection and Maintenance- Quarterly | TAB-Routine Work Area 1 | TAB-RTE-WA1 | 14000000 | TAB-PRM-V-0724 | P Bldg Angle valve Inspection and Maintenance Quarterly for
TAB-PLT-01 | 43 | P Bldg Angle valve Inspection and Maintenance- Quarterly | TAB-Routine Work Area 1 | TAB-RTE-WA1 | 18000000 | TAB-PRM-V-0728 | P Bldg Angle valve Inspection and Maintenance Quarterly for
TAB-PLT-01 | 43 | P Bldg Angle valve Inspection and Maintenance- Quarterly | TAB-Routine Work Area 1 | TAB-RTE-WA1 | 16000000 | TAB-PRM-V-0726 | P Bldg Angle valve Inspection and Maintenance Quarterly for
TAB-PLT-01 | 43 | P Bldg Angle valve Inspection and Maintenance- Quarterly | TAB-Routine Work Area 1 | TAB-RTE-WA1 | 26000000 | TAB-PRM-V-0818 | P Bldg Angle valve Inspection and Maintenance Quarterly for
TAB-PLT-01 | 43 | P Bldg Angle valve Inspection and Maintenance- Quarterly | TAB-Routine Work Area 1 | TAB-RTE-WA1 | 19000000 | TAB-PRM-V-0811 | P Bldg Angle valve Inspection and Maintenance Quarterly for
TAB-PLT-01 | 43 | P Bldg Angle valve Inspection and Maintenance- Quarterly | TAB-Routine Work Area 1 | TAB-RTE-WA1 | 27000000 | TAB-PRM-V-0819 | P Bldg Angle valve Inspection and Maintenance Quarterly for
TAB-PLT-01 | 43 | P Bldg Angle valve Inspection and Maintenance- Quarterly | TAB-Routine Work Area 1 | TAB-RTE-WA1 | 20000000 | TAB-PRM-V-0812 | P Bldg Angle valve Inspection and Maintenance Quarterly for
TAB-PLT-01 | 43 | P Bldg Angle valve Inspection and Maintenance- Quarterly | TAB-Routine Work Area 1 | TAB-RTE-WA1 | 28000000 | TAB-PRM-V-0820 | P Bldg Angle valve Inspection and Maintenance Quarterly for
TAB-PLT-01 | 43 | P Bldg Angle valve Inspection and Maintenance- Quarterly | TAB-Routine Work Area 1 | TAB-RTE-WA1 | 21000000 | TAB-PRM-V-0813 | P Bldg Angle valve Inspection and Maintenance Quarterly for
TAB-PLT-01 | 43 | P Bldg Angle valve Inspection and Maintenance- Quarterly | TAB-Routine Work Area 1 | TAB-RTE-WA1 | 30000000 | TAB-PRM-V-0822 | P Bldg Angle valve Inspection and Maintenance Quarterly for
TAB-PLT-01 | 43 | P Bldg Angle valve Inspection and Maintenance- Quarterly | TAB-Routine Work Area 1 | TAB-RTE-WA1 | 22000000 | TAB-PRM-V-0814 | P Bldg Angle valve Inspection and Maintenance Quarterly for
TAB-PLT-01 | 43 | P Bldg Angle valve Inspection and Maintenance- Quarterly | TAB-Routine Work Area 1 | TAB-RTE-WA1 | 35000000 | TAB-PRM-V-0827 | P Bldg Angle valve Inspection and Maintenance Quarterly for
TAB-PLT-01 | 43 | P Bldg Angle valve Inspection and Maintenance- Quarterly | TAB-Routine Work Area 1 | TAB-RTE-WA1 | 23000000 | TAB-PRM-V-0815 | P Bldg Angle valve Inspection and Maintenance Quarterly for
TAB-PLT-01 | 43 | P Bldg Angle valve Inspection and Maintenance- Quarterly | TAB-Routine Work Area 1 | TAB-RTE-WA1 | 36000000 | TAB-PRM-V-0828 | P Bldg Angle valve Inspection and Maintenance Quarterly for
TAB-PLT-01 | 43 | P Bldg Angle valve Inspection and Maintenance- Quarterly | TAB-Routine Work Area 1 | TAB-RTE-WA1 | 24000000 | TAB-PRM-V-0816 | P Bldg Angle valve Inspection and Maintenance Quarterly for
TAB-PLT-01 | 43 | P Bldg Angle valve Inspection and Maintenance- Quarterly | TAB-Routine Work Area 1 | TAB-RTE-WA1 | 37000000 | TAB-PRM-V-0830 | P Bldg Angle valve Inspection and Maintenance Quarterly for
TAB-PLT-01 | 43 | P Bldg Angle valve Inspection and Maintenance- Quarterly | TAB-Routine Work Area 1 | TAB-RTE-WA1 | 25000000 | TAB-PRM-V-0817 | P Bldg Angle valve Inspection and Maintenance Quarterly for
TAB-PLT-01 | 43 | P Bldg Angle valve Inspection and Maintenance- Quarterly | TAB-Routine Work Area 1 | TAB-RTE-WA1 | 41000000 | TAB-PRM-V-0913 | P Bldg Angle valve Inspection and Maintenance Quarterly for
TAB-PLT-01 | 43 | P Bldg Angle valve Inspection and Maintenance- Quarterly | TAB-Routine Work Area 1 | TAB-RTE-WA1 | 29000000 | TAB-PRM-V-0821 | P Bldg Angle valve Inspection and Maintenance Quarterly for
TAB-PLT-01 | 43 | P Bldg Angle valve Inspection and Maintenance- Quarterly | TAB-Routine Work Area 1 | TAB-RTE-WA1 | 43000000 | TAB-PRM-V-0915 | P Bldg Angle valve Inspection and Maintenance Quarterly for
TAB-PLT-01 | 43 | P Bldg Angle valve Inspection and Maintenance- Quarterly | TAB-Routine Work Area 1 | TAB-RTE-WA1 | 31000000 | TAB-PRM-V-0823 | P Bldg Angle valve Inspection and Maintenance Quarterly for
TAB-PLT-01 | 43 | P Bldg Angle valve Inspection and Maintenance- Quarterly | TAB-Routine Work Area 1 | TAB-RTE-WA1 | 46000000 | TAB-PRM-V-0918 | P Bldg Angle valve Inspection and Maintenance Quarterly for
TAB-PLT-01 | 43 | P Bldg Angle valve Inspection and Maintenance- Quarterly | TAB-Routine Work Area 1 | TAB-RTE-WA1 | 32000000 | TAB-PRM-V-0824 | P Bldg Angle valve Inspection and Maintenance Quarterly for
TAB-PLT-01 | 43 | P Bldg Angle valve Inspection and Maintenance- Quarterly | TAB-Routine Work Area 1 | TAB-RTE-WA1 | 33000000 | TAB-PRM-V-0825 | P Bldg Angle valve Inspection and Maintenance Quarterly for
TAB-PLT-01 | 43 | P Bldg Angle valve Inspection and Maintenance- Quarterly | TAB-Routine Work Area 1 | TAB-RTE-WA1 | 34000000 | TAB-PRM-V-0826 | P Bldg Angle valve Inspection and Maintenance Quarterly for
TAB-PLT-01 | 43 | P Bldg Angle valve Inspection and Maintenance- Quarterly | TAB-Routine Work Area 1 | TAB-RTE-WA1 | 38000000 | TAB-PRM-V-0831 | P Bldg Angle valve Inspection and Maintenance Quarterly for
TAB-PLT-01 | 43 | P Bldg Angle valve Inspection and Maintenance- Quarterly | TAB-Routine Work Area 1 | TAB-RTE-WA1 | 39000000 | TAB-PRM-V-0911 | P Bldg Angle valve Inspection and Maintenance Quarterly for
TAB-PLT-01 | 43 | P Bldg Angle valve Inspection and Maintenance- Quarterly | TAB-Routine Work Area 1 | TAB-RTE-WA1 | 40000000 | TAB-PRM-V-0912 | P Bldg Angle valve Inspection and Maintenance Quarterly for
TAB-PLT-01 | 43 | P Bldg Angle valve Inspection and Maintenance- Quarterly | TAB-Routine Work Area 1 | TAB-RTE-WA1 | 42000000 | TAB-PRM-V-0914 | P Bldg Angle valve Inspection and Maintenance Quarterly for
TAB-PLT-01 | 43 | P Bldg Angle valve Inspection and Maintenance- Quarterly | TAB-Routine Work Area 1 | TAB-RTE-WA1 | 44000000 | TAB-PRM-V-0916 | P Bldg Angle valve Inspection and Maintenance Quarterly for
TAB-PLT-01 | 43 | P Bldg Angle valve Inspection and Maintenance- Quarterly | TAB-Routine Work Area 1 | TAB-RTE-WA1 | 45000000 | TAB-PRM-V-0917 | P Bldg Angle valve Inspection and Maintenance Quarterly for
TAB-PLT-01 | 43 | P Bldg Angle valve Inspection and Maintenance- Quarterly | TAB-Routine Work Area 1 | TAB-RTE-WA1 | 47000000 | TAB-PRM-V-0919 | P Bldg Angle valve Inspection and Maintenance Quarterly for
TAB-PLT-01 | 43 | P Bldg Angle valve Inspection and Maintenance- Quarterly | TAB-Routine Work Area 1 | TAB-RTE-WA1 | 48000000 | TAB-PRM-V-0920 | P Bldg Angle valve Inspection and Maintenance Quarterly for
TAB-PLT-01 | 44 | P Bldg- Actuated Knife Gate Valve Lubrication- 6 Months | TAB-Routine Work Area 1 | TAB-RTE-WA1 | 2000000 | TAB-PLT-V-0034 | P Bldg Actuated Knife Gate Valve Lubrication 6 Months for
TAB-PLT-01 | 44 | P Bldg- Actuated Knife Gate Valve Lubrication- 6 Months | TAB-Routine Work Area 1 | TAB-RTE-WA1 | 1000000 | TAB-PLT-V-0013 | P Bldg Actuated Knife Gate Valve Lubrication 6 Months for
TAB-PLT-01 | 44 | P Bldg- Actuated Knife Gate Valve Lubrication- 6 Months | TAB-Routine Work Area 1 | TAB-RTE-WA1 | 4000000 | TAB-PLT-V-0036 | P Bldg Actuated Knife Gate Valve Lubrication 6 Months for
TAB-PLT-01 | 44 | P Bldg- Actuated Knife Gate Valve Lubrication- 6 Months | TAB-Routine Work Area 1 | TAB-RTE-WA1 | 3000000 | TAB-PLT-V-0035 | P Bldg Actuated Knife Gate Valve Lubrication 6 Months for
TAB-PLT-01 | 44 | P Bldg- Actuated Knife Gate Valve Lubrication- 6 Months | TAB-Routine Work Area 1 | TAB-RTE-WA1 | 8000000 | TAB-PLT-V-0043 | P Bldg Actuated Knife Gate Valve Lubrication 6 Months for
TAB-PLT-01 | 44 | P Bldg- Actuated Knife Gate Valve Lubrication- 6 Months | TAB-Routine Work Area 1 | TAB-RTE-WA1 | 5000000 | TAB-PLT-V-0041 | P Bldg Actuated Knife Gate Valve Lubrication 6 Months for
TAB-PLT-01 | 44 | P Bldg- Actuated Knife Gate Valve Lubrication- 6 Months | TAB-Routine Work Area 1 | TAB-RTE-WA1 | 10000000 | TAB-PLT-V-0061 | P Bldg Actuated Knife Gate Valve Lubrication 6 Months for
TAB-PLT-01 | 44 | P Bldg- Actuated Knife Gate Valve Lubrication- 6 Months | TAB-Routine Work Area 1 | TAB-RTE-WA1 | 6000000 | TAB-PLT-V-0042 | P Bldg Actuated Knife Gate Valve Lubrication 6 Months for
TAB-PLT-01 | 44 | P Bldg- Actuated Knife Gate Valve Lubrication- 6 Months | TAB-Routine Work Area 1 | TAB-RTE-WA1 | 11000000 | TAB-PLT-V-0062 | P Bldg Actuated Knife Gate Valve Lubrication 6 Months for
TAB-PLT-01 | 44 | P Bldg- Actuated Knife Gate Valve Lubrication- 6 Months | TAB-Routine Work Area 1 | TAB-RTE-WA1 | 7000000 | TAB-PLT-V-0051 | P Bldg Actuated Knife Gate Valve Lubrication 6 Months for
TAB-PLT-01 | 44 | P Bldg- Actuated Knife Gate Valve Lubrication- 6 Months | TAB-Routine Work Area 1 | TAB-RTE-WA1 | 15000000 | TAB-PLT-V-0083 | P Bldg Actuated Knife Gate Valve Lubrication 6 Months for
TAB-PLT-01 | 44 | P Bldg- Actuated Knife Gate Valve Lubrication- 6 Months | TAB-Routine Work Area 1 | TAB-RTE-WA1 | 9000000 | TAB-PLT-V-0052 | P Bldg Actuated Knife Gate Valve Lubrication 6 Months for
TAB-PLT-01 | 44 | P Bldg- Actuated Knife Gate Valve Lubrication- 6 Months | TAB-Routine Work Area 1 | TAB-RTE-WA1 | 16000000 | TAB-PLT-V-0084 | P Bldg Actuated Knife Gate Valve Lubrication 6 Months for
TAB-PLT-01 | 44 | P Bldg- Actuated Knife Gate Valve Lubrication- 6 Months | TAB-Routine Work Area 1 | TAB-RTE-WA1 | 12000000 | TAB-PLT-V-0074 | P Bldg Actuated Knife Gate Valve Lubrication 6 Months for
TAB-PLT-01 | 44 | P Bldg- Actuated Knife Gate Valve Lubrication- 6 Months | TAB-Routine Work Area 1 | TAB-RTE-WA1 | 17000000 | TAB-PLT-V-0085 | P Bldg Actuated Knife Gate Valve Lubrication 6 Months for
TAB-PLT-01 | 44 | P Bldg- Actuated Knife Gate Valve Lubrication- 6 Months | TAB-Routine Work Area 1 | TAB-RTE-WA1 | 13000000 | TAB-PLT-V-0081 | P Bldg Actuated Knife Gate Valve Lubrication 6 Months for
TAB-PLT-01 | 44 | P Bldg- Actuated Knife Gate Valve Lubrication- 6 Months | TAB-Routine Work Area 1 | TAB-RTE-WA1 | 19000000 | TAB-PLT-V-0152 | P Bldg Actuated Knife Gate Valve Lubrication 6 Months for
TAB-PLT-01 | 44 | P Bldg- Actuated Knife Gate Valve Lubrication- 6 Months | TAB-Routine Work Area 1 | TAB-RTE-WA1 | 14000000 | TAB-PLT-V-0082 | P Bldg Actuated Knife Gate Valve Lubrication 6 Months for
TAB-PLT-01 | 44 | P Bldg- Actuated Knife Gate Valve Lubrication- 6 Months | TAB-Routine Work Area 1 | TAB-RTE-WA1 | 20000000 | TAB-PLT-V-0163 | P Bldg Actuated Knife Gate Valve Lubrication 6 Months for
TAB-PLT-01 | 44 | P Bldg- Actuated Knife Gate Valve Lubrication- 6 Months | TAB-Routine Work Area 1 | TAB-RTE-WA1 | 18000000 | TAB-PLT-V-0151 | P Bldg Actuated Knife Gate Valve Lubrication 6 Months for
TAB-PLT-01 | 44 | P Bldg- Actuated Knife Gate Valve Lubrication- 6 Months | TAB-Routine Work Area 1 | TAB-RTE-WA1 | 30000000 | TAB-PLT-V-0276 | P Bldg Actuated Knife Gate Valve Lubrication 6 Months for
TAB-PLT-01 | 44 | P Bldg- Actuated Knife Gate Valve Lubrication- 6 Months | TAB-Routine Work Area 1 | TAB-RTE-WA1 | 21000000 | TAB-PLT-V-0171 | P Bldg Actuated Knife Gate Valve Lubrication 6 Months for
TAB-PLT-01 | 44 | P Bldg- Actuated Knife Gate Valve Lubrication- 6 Months | TAB-Routine Work Area 1 | TAB-RTE-WA1 | 31000000 | TAB-PLT-V-0289 | P Bldg Actuated Knife Gate Valve Lubrication 6 Months for
TAB-PLT-01 | 44 | P Bldg- Actuated Knife Gate Valve Lubrication- 6 Months | TAB-Routine Work Area 1 | TAB-RTE-WA1 | 22000000 | TAB-PLT-V-0173 | P Bldg Actuated Knife Gate Valve Lubrication 6 Months for
TAB-PLT-01 | 44 | P Bldg- Actuated Knife Gate Valve Lubrication- 6 Months | TAB-Routine Work Area 1 | TAB-RTE-WA1 | 35000000 | TAB-PLT-V-0375 | P Bldg Actuated Knife Gate Valve Lubrication 6 Months for
TAB-PLT-01 | 44 | P Bldg- Actuated Knife Gate Valve Lubrication- 6 Months | TAB-Routine Work Area 1 | TAB-RTE-WA1 | 23000000 | TAB-PLT-V-0174 | P Bldg Actuated Knife Gate Valve Lubrication 6 Months for
TAB-PLT-01 | 44 | P Bldg- Actuated Knife Gate Valve Lubrication- 6 Months | TAB-Routine Work Area 1 | TAB-RTE-WA1 | 38000000 | TAB-PLT-V-0421 | P Bldg Actuated Knife Gate Valve Lubrication 6 Months for
TAB-PLT-01 | 44 | P Bldg- Actuated Knife Gate Valve Lubrication- 6 Months | TAB-Routine Work Area 1 | TAB-RTE-WA1 | 24000000 | TAB-PLT-V-0175 | P Bldg Actuated Knife Gate Valve Lubrication 6 Months for
TAB-PLT-01 | 44 | P Bldg- Actuated Knife Gate Valve Lubrication- 6 Months | TAB-Routine Work Area 1 | TAB-RTE-WA1 | 40000000 | TAB-PLT-V-0424 | P Bldg Actuated Knife Gate Valve Lubrication 6 Months for
TAB-PLT-01 | 44 | P Bldg- Actuated Knife Gate Valve Lubrication- 6 Months | TAB-Routine Work Area 1 | TAB-RTE-WA1 | 25000000 | TAB-PLT-V-0176 | P Bldg Actuated Knife Gate Valve Lubrication 6 Months for
TAB-PLT-01 | 44 | P Bldg- Actuated Knife Gate Valve Lubrication- 6 Months | TAB-Routine Work Area 1 | TAB-RTE-WA1 | 41000000 | TAB-PLT-V-0475 | P Bldg Actuated Knife Gate Valve Lubrication 6 Months for
TAB-PLT-01 | 44 | P Bldg- Actuated Knife Gate Valve Lubrication- 6 Months | TAB-Routine Work Area 1 | TAB-RTE-WA1 | 29000000 | TAB-PLT-V-0275 | P Bldg Actuated Knife Gate Valve Lubrication 6 Months for
TAB-PLT-01 | 44 | P Bldg- Actuated Knife Gate Valve Lubrication- 6 Months | TAB-Routine Work Area 1 | TAB-RTE-WA1 | 42000000 | TAB-PLT-V-0476 | P Bldg Actuated Knife Gate Valve Lubrication 6 Months for
TAB-PLT-01 | 44 | P Bldg- Actuated Knife Gate Valve Lubrication- 6 Months | TAB-Routine Work Area 1 | TAB-RTE-WA1 | 36000000 | TAB-PLT-V-0376 | P Bldg Actuated Knife Gate Valve Lubrication 6 Months for
TAB-PLT-01 | 44 | P Bldg- Actuated Knife Gate Valve Lubrication- 6 Months | TAB-Routine Work Area 1 | TAB-RTE-WA1 | 43000000 | TAB-PLT-V-0489 | P Bldg Actuated Knife Gate Valve Lubrication 6 Months for
TAB-PLT-01 | 44 | P Bldg- Actuated Knife Gate Valve Lubrication- 6 Months | TAB-Routine Work Area 1 | TAB-RTE-WA1 | 37000000 | TAB-PLT-V-0389 | P Bldg Actuated Knife Gate Valve Lubrication 6 Months for
TAB-PLT-01 | 44 | P Bldg- Actuated Knife Gate Valve Lubrication- 6 Months | TAB-Routine Work Area 1 | TAB-RTE-WA1 | 48000000 | TAB-PLT-V-0575 | P Bldg Actuated Knife Gate Valve Lubrication 6 Months for
TAB-PLT-01 | 44 | P Bldg- Actuated Knife Gate Valve Lubrication- 6 Months | TAB-Routine Work Area 1 | TAB-RTE-WA1 | 39000000 | TAB-PLT-V-0422 | P Bldg Actuated Knife Gate Valve Lubrication 6 Months for
TAB-PLT-01 | 44 | P Bldg- Actuated Knife Gate Valve Lubrication- 6 Months | TAB-Routine Work Area 1 | TAB-RTE-WA1 | 51000000 | TAB-PLT-V-0621 | P Bldg Actuated Knife Gate Valve Lubrication 6 Months for
TAB-PLT-01 | 44 | P Bldg- Actuated Knife Gate Valve Lubrication- 6 Months | TAB-Routine Work Area 1 | TAB-RTE-WA1 | 44000000 | TAB-PLT-V-0521 | P Bldg Actuated Knife Gate Valve Lubrication 6 Months for
TAB-PLT-01 | 44 | P Bldg- Actuated Knife Gate Valve Lubrication- 6 Months | TAB-Routine Work Area 1 | TAB-RTE-WA1 | 54000000 | TAB-PLT-V-0675 | P Bldg Actuated Knife Gate Valve Lubrication 6 Months for
TAB-PLT-01 | 44 | P Bldg- Actuated Knife Gate Valve Lubrication- 6 Months | TAB-Routine Work Area 1 | TAB-RTE-WA1 | 45000000 | TAB-PLT-V-0522 | P Bldg Actuated Knife Gate Valve Lubrication 6 Months for
TAB-PLT-01 | 44 | P Bldg- Actuated Knife Gate Valve Lubrication- 6 Months | TAB-Routine Work Area 1 | TAB-RTE-WA1 | 55000000 | TAB-PLT-V-0676 | P Bldg Actuated Knife Gate Valve Lubrication 6 Months for
TAB-PLT-01 | 44 | P Bldg- Actuated Knife Gate Valve Lubrication- 6 Months | TAB-Routine Work Area 1 | TAB-RTE-WA1 | 46000000 | TAB-PLT-V-0524 | P Bldg Actuated Knife Gate Valve Lubrication 6 Months for
TAB-PLT-01 | 44 | P Bldg- Actuated Knife Gate Valve Lubrication- 6 Months | TAB-Routine Work Area 1 | TAB-RTE-WA1 | 47000000 | TAB-PLT-V-0525 | P Bldg Actuated Knife Gate Valve Lubrication 6 Months for
TAB-PLT-01 | 44 | P Bldg- Actuated Knife Gate Valve Lubrication- 6 Months | TAB-Routine Work Area 1 | TAB-RTE-WA1 | 49000000 | TAB-PLT-V-0576 | P Bldg Actuated Knife Gate Valve Lubrication 6 Months for
TAB-PLT-01 | 44 | P Bldg- Actuated Knife Gate Valve Lubrication- 6 Months | TAB-Routine Work Area 1 | TAB-RTE-WA1 | 50000000 | TAB-PLT-V-0589 | P Bldg Actuated Knife Gate Valve Lubrication 6 Months for
TAB-PLT-01 | 44 | P Bldg- Actuated Knife Gate Valve Lubrication- 6 Months | TAB-Routine Work Area 1 | TAB-RTE-WA1 | 52000000 | TAB-PLT-V-0622 | P Bldg Actuated Knife Gate Valve Lubrication 6 Months for
TAB-PLT-01 | 44 | P Bldg- Actuated Knife Gate Valve Lubrication- 6 Months | TAB-Routine Work Area 1 | TAB-RTE-WA1 | 53000000 | TAB-PLT-V-0624 | P Bldg Actuated Knife Gate Valve Lubrication 6 Months for
TAB-PLT-01 | 44 | P Bldg- Actuated Knife Gate Valve Lubrication- 6 Months | TAB-Routine Work Area 1 | TAB-RTE-WA1 | 56000000 | TAB-PLT-V-0689 | P Bldg Actuated Knife Gate Valve Lubrication 6 Months for
TAB-PLT-01 | 44 | P Bldg- Actuated Knife Gate Valve Lubrication- 6 Months | TAB-Routine Work Area 1 | TAB-RTE-WA1 | 57000000 | TAB-PLT-V-5128B | P Bldg Actuated Knife Gate Valve Lubrication 6 Months for
TAB-PLT-01 | 44 | P Bldg- Actuated Knife Gate Valve Lubrication- 6 Months | TAB-Routine Work Area 1 | TAB-RTE-WA1 | 58000000 | TAB-PLT-V-5129B | P Bldg Actuated Knife Gate Valve Lubrication 6 Months for
TAB-PLT-01 | 44 | P Bldg- Actuated Knife Gate Valve Lubrication- 6 Months | TAB-Routine Work Area 1 | TAB-RTE-WA1 | 59000000 | TAB-PLT-V-5130B | P Bldg Actuated Knife Gate Valve Lubrication 6 Months for
TAB-PLT-01 | 45 | P Bldg- Pnematic Knife Gate Valve Lubrication- 6 Months | TAB-Routine Work Area 1 | TAB-RTE-WA1 | 1000000 | TAB-PLT-V-0075 | P Bldg Pnematic Knife Gate Valve Lubrication 6 Months for
TAB-PLT-01 | 45 | P Bldg- Pnematic Knife Gate Valve Lubrication- 6 Months | TAB-Routine Work Area 1 | TAB-RTE-WA1 | 2000000 | TAB-PLT-V-0076 | P Bldg Pnematic Knife Gate Valve Lubrication 6 Months for
TAB-PLT-01 | 45 | P Bldg- Pnematic Knife Gate Valve Lubrication- 6 Months | TAB-Routine Work Area 1 | TAB-RTE-WA1 | 4000000 | TAB-PLT-V-0078 | P Bldg Pnematic Knife Gate Valve Lubrication 6 Months for
TAB-PLT-01 | 45 | P Bldg- Pnematic Knife Gate Valve Lubrication- 6 Months | TAB-Routine Work Area 1 | TAB-RTE-WA1 | 3000000 | TAB-PLT-V-0077 | P Bldg Pnematic Knife Gate Valve Lubrication 6 Months for
TAB-PLT-01 | 45 | P Bldg- Pnematic Knife Gate Valve Lubrication- 6 Months | TAB-Routine Work Area 1 | TAB-RTE-WA1 | 5000000 | TAB-PLT-V-0121 | P Bldg Pnematic Knife Gate Valve Lubrication 6 Months for
TAB-PLT-01 | 45 | P Bldg- Pnematic Knife Gate Valve Lubrication- 6 Months | TAB-Routine Work Area 1 | TAB-RTE-WA1 | 9000000 | TAB-PLT-V-0222 | P Bldg Pnematic Knife Gate Valve Lubrication 6 Months for
TAB-PLT-01 | 45 | P Bldg- Pnematic Knife Gate Valve Lubrication- 6 Months | TAB-Routine Work Area 1 | TAB-RTE-WA1 | 6000000 | TAB-PLT-V-0122 | P Bldg Pnematic Knife Gate Valve Lubrication 6 Months for
TAB-PLT-01 | 45 | P Bldg- Pnematic Knife Gate Valve Lubrication- 6 Months | TAB-Routine Work Area 1 | TAB-RTE-WA1 | 10000000 | TAB-PLT-V-0224 | P Bldg Pnematic Knife Gate Valve Lubrication 6 Months for
TAB-PLT-01 | 45 | P Bldg- Pnematic Knife Gate Valve Lubrication- 6 Months | TAB-Routine Work Area 1 | TAB-RTE-WA1 | 7000000 | TAB-PLT-V-0124 | P Bldg Pnematic Knife Gate Valve Lubrication 6 Months for
TAB-PLT-01 | 45 | P Bldg- Pnematic Knife Gate Valve Lubrication- 6 Months | TAB-Routine Work Area 1 | TAB-RTE-WA1 | 11000000 | TAB-PLT-V-0321 | P Bldg Pnematic Knife Gate Valve Lubrication 6 Months for
TAB-PLT-01 | 45 | P Bldg- Pnematic Knife Gate Valve Lubrication- 6 Months | TAB-Routine Work Area 1 | TAB-RTE-WA1 | 8000000 | TAB-PLT-V-0221 | P Bldg Pnematic Knife Gate Valve Lubrication 6 Months for
TAB-PLT-01 | 45 | P Bldg- Pnematic Knife Gate Valve Lubrication- 6 Months | TAB-Routine Work Area 1 | TAB-RTE-WA1 | 12000000 | TAB-PLT-V-0322 | P Bldg Pnematic Knife Gate Valve Lubrication 6 Months for
TAB-PLT-01 | 45 | P Bldg- Pnematic Knife Gate Valve Lubrication- 6 Months | TAB-Routine Work Area 1 | TAB-RTE-WA1 | 13000000 | TAB-PLT-V-0324 | P Bldg Pnematic Knife Gate Valve Lubrication 6 Months for
TAB-PLT-01 | 47 | Routine Inspection and Verification of (Mesto/Valet) Raw Sludge Density Analyzer- P Bldg- 6 weeks | TAB-Routine Work Area 1 | TAB-RTE-WA1 | 3000000 | TAB-PRM-DIT-3600 | Routine Inspection and Verification of MestoValet Raw Sludge Density Analyzer P Bldg 6 weeks for
TAB-PLT-01 | 47 | Routine Inspection and Verification of (Mesto/Valet) Raw Sludge Density Analyzer- P Bldg- 6 weeks | TAB-Routine Work Area 1 | TAB-RTE-WA1 | 1000000 | TAB-PRM-DIT-3400 | Routine Inspection and Verification of MestoValet Raw Sludge Density Analyzer P Bldg 6 weeks for
TAB-PLT-01 | 47 | Routine Inspection and Verification of (Mesto/Valet) Raw Sludge Density Analyzer- P Bldg- 6 weeks | TAB-Routine Work Area 1 | TAB-RTE-WA1 | 2000000 | TAB-PRM-DIT-3500 | Routine Inspection and Verification of MestoValet Raw Sludge Density Analyzer P Bldg 6 weeks for
TAB-PLT-01 | 48 | Routine Inspection and Verification of (Mesto/Valet) Raw Sludge Density Analyzer- D Bldg- 6 weeks | TAB-Routine Work Area 1 | TAB-RTE-WA1 | 3000000 | TAB-PRM-DIT-3900 | Routine Inspection and Verification of MestoValet Raw Sludge Density Analyzer D Bldg 6 weeks for
TAB-PLT-01 | 48 | Routine Inspection and Verification of (Mesto/Valet) Raw Sludge Density Analyzer- D Bldg- 6 weeks | TAB-Routine Work Area 1 | TAB-RTE-WA1 | 1000000 | TAB-PRM-DIT-3700 | Routine Inspection and Verification of MestoValet Raw Sludge Density Analyzer D Bldg 6 weeks for
TAB-PLT-01 | 48 | Routine Inspection and Verification of (Mesto/Valet) Raw Sludge Density Analyzer- D Bldg- 6 weeks | TAB-Routine Work Area 1 | TAB-RTE-WA1 | 2000000 | TAB-PRM-DIT-3800 | Routine Inspection and Verification of MestoValet Raw Sludge Density Analyzer D Bldg 6 weeks for
TAB-PLT-01 | 49 | Routine Inspection and Verification of (Mesto/Valet) Raw Sludge Density Analyzer- OPS Bldg- 6 weeks | TAB-Routine Work Area 1 | TAB-RTE-WA1 | 2000000 | TAB-PRM-DIT-3200 | Routine Inspection and Verification of MestoValet Raw Sludge Density Analyzer OPS Bldg 6 weeks for TABprm
TAB-PLT-01 | 49 | Routine Inspection and Verification of (Mesto/Valet) Raw Sludge Density Analyzer- OPS Bldg- 6 weeks | TAB-Routine Work Area 1 | TAB-RTE-WA1 | 1000000 | TAB-PRM-DIT-3100 | Routine Inspection and Verification of MestoValet Raw Sludge Density Analyzer OPS Bldg 6 weeks for TABprm
TAB-PLT-01 | 49 | Routine Inspection and Verification of (Mesto/Valet) Raw Sludge Density Analyzer- OPS Bldg- 6 weeks | TAB-Routine Work Area 1 | TAB-RTE-WA1 | 3000000 | TAB-PRM-DIT-3300 | Routine Inspection and Verification of MestoValet Raw Sludge Density Analyzer OPS Bldg 6 weeks for TABprm
TAB-PLT-01 | 50 | Polymer Motorized Valve inspection- 6 Months | TAB-Routine Work Area 1 | TAB-RTE-WA1 | 2000000 | TAB-PRM-V-0323 | Polymer Motorized Valve inspection 6 Months for
TAB-PLT-01 | 50 | Polymer Motorized Valve inspection- 6 Months | TAB-Routine Work Area 1 | TAB-RTE-WA1 | 1000000 | TAB-PRM-V-0313 | Polymer Motorized Valve inspection 6 Months for
TAB-PLT-01 | 50 | Polymer Motorized Valve inspection- 6 Months | TAB-Routine Work Area 1 | TAB-RTE-WA1 | 3000000 | TAB-PRM-V-0333 | Polymer Motorized Valve inspection 6 Months for
TAB-PLT-01 | 50 | Polymer Motorized Valve inspection- 6 Months | TAB-Routine Work Area 1 | TAB-RTE-WA1 | 5000000 | TAB-PRM-V-0353 | Polymer Motorized Valve inspection 6 Months for
TAB-PLT-01 | 50 | Polymer Motorized Valve inspection- 6 Months | TAB-Routine Work Area 1 | TAB-RTE-WA1 | 4000000 | TAB-PRM-V-0343 | Polymer Motorized Valve inspection 6 Months for
TAB-PLT-01 | 50 | Polymer Motorized Valve inspection- 6 Months | TAB-Routine Work Area 1 | TAB-RTE-WA1 | 6000000 | TAB-PRM-V-0363 | Polymer Motorized Valve inspection 6 Months for
TAB-PLT-02 | 10 | Oil analysis Task- 3 Months (M&T Building) | Tank, Oil, Raw Sewage Pump #1 Bearing Lubrication System | TAB-RSP-T-1211 | 1000000 | TAB-RSP-T-1211 | Oil analysis of the hydraulic fluid
TAB-PLT-02 | 10 | Oil analysis Task- 3 Months (M&T Building) | Tank, Oil, Raw Sewage Pump #1 Bearing Lubrication System | TAB-RSP-T-1211 | 2000000 | TAB-RSP-T-1221 | Oil analysis of the hydraulic fluid
TAB-PLT-02 | 10 | Oil analysis Task- 3 Months (M&T Building) | Tank, Oil, Raw Sewage Pump #1 Bearing Lubrication System | TAB-RSP-T-1211 | 3000000 | TAB-RSP-T-1231 | Oil analysis of the hydraulic fluid
TAB-PLT-02 | 10 | Oil analysis Task- 3 Months (M&T Building) | Tank, Oil, Raw Sewage Pump #1 Bearing Lubrication System | TAB-RSP-T-1211 | 4000000 | TAB-RSP-T-1241 | Oil analysis of the hydraulic fluid
TAB-PLT-02 | 10 | Oil analysis Task- 3 Months (M&T Building) | Tank, Oil, Raw Sewage Pump #1 Bearing Lubrication System | TAB-RSP-T-1211 | 5000000 | TAB-RSP-T-1251 | Oil analysis of the hydraulic fluid
TAB-PLT-02 | 10 | Oil analysis Task- 3 Months (M&T Building) | Tank, Oil, Raw Sewage Pump #1 Bearing Lubrication System | TAB-RSP-T-1211 | 8000000 | TAB-RSP-HPU-2203 | Oil analysis of the hydraulic fluid
TAB-PLT-02 | 10 | Oil analysis Task- 3 Months (M&T Building) | Tank, Oil, Raw Sewage Pump #1 Bearing Lubrication System | TAB-RSP-T-1211 | 6000000 | TAB-RSP-PS-2201D | Oil analysis of the hydraulic fluid
TAB-PLT-02 | 10 | Oil analysis Task- 3 Months (M&T Building) | Tank, Oil, Raw Sewage Pump #1 Bearing Lubrication System | TAB-RSP-T-1211 | 12000000 | TAB-RSP-PS-2207D | Oil analysis of the hydraulic fluid
TAB-PLT-02 | 10 | Oil analysis Task- 3 Months (M&T Building) | Tank, Oil, Raw Sewage Pump #1 Bearing Lubrication System | TAB-RSP-T-1211 | 7000000 | TAB-RSP-PS-2202D | Oil analysis of the hydraulic fluid
TAB-PLT-02 | 10 | Oil analysis Task- 3 Months (M&T Building) | Tank, Oil, Raw Sewage Pump #1 Bearing Lubrication System | TAB-RSP-T-1211 | 14000000 | TAB-RSP-PS-2209D | Oil analysis of the hydraulic fluid
TAB-PLT-02 | 10 | Oil analysis Task- 3 Months (M&T Building) | Tank, Oil, Raw Sewage Pump #1 Bearing Lubrication System | TAB-RSP-T-1211 | 9000000 | TAB-RSP-PS-2204D | Oil analysis of the hydraulic fluid
TAB-PLT-02 | 10 | Oil analysis Task- 3 Months (M&T Building) | Tank, Oil, Raw Sewage Pump #1 Bearing Lubrication System | TAB-RSP-T-1211 | 15000000 | TAB-RSP-PS-2210D | Oil analysis of the hydraulic fluid
TAB-PLT-02 | 10 | Oil analysis Task- 3 Months (M&T Building) | Tank, Oil, Raw Sewage Pump #1 Bearing Lubrication System | TAB-RSP-T-1211 | 10000000 | TAB-RSP-PS-2205D | Oil analysis of the hydraulic fluid
TAB-PLT-02 | 10 | Oil analysis Task- 3 Months (M&T Building) | Tank, Oil, Raw Sewage Pump #1 Bearing Lubrication System | TAB-RSP-T-1211 | 11000000 | TAB-RSP-PS-2206D | Oil analysis of the hydraulic fluid
TAB-PLT-02 | 10 | Oil analysis Task- 3 Months (M&T Building) | Tank, Oil, Raw Sewage Pump #1 Bearing Lubrication System | TAB-RSP-T-1211 | 13000000 | TAB-RSP-PS-2208D | Oil analysis of the hydraulic fluid
TAB-PLT-02 | 12 | Oil analysis Task- 3 Months(M&T Bldg) | Tank, Oil, Raw Sewage Pump #1 Bearing Lubrication System | TAB-RSP-T-1211 | 2000000 | TAB-RSP-T-1221 | Oil analysis of the hydraulic fluid
TAB-PLT-02 | 12 | Oil analysis Task- 3 Months(M&T Bldg) | Tank, Oil, Raw Sewage Pump #1 Bearing Lubrication System | TAB-RSP-T-1211 | 1000000 | TAB-RSP-T-1211 | Oil analysis of the hydraulic fluid
TAB-PLT-02 | 12 | Oil analysis Task- 3 Months(M&T Bldg) | Tank, Oil, Raw Sewage Pump #1 Bearing Lubrication System | TAB-RSP-T-1211 | 4000000 | TAB-RSP-T-1241 | Oil analysis of the hydraulic fluid
TAB-PLT-02 | 12 | Oil analysis Task- 3 Months(M&T Bldg) | Tank, Oil, Raw Sewage Pump #1 Bearing Lubrication System | TAB-RSP-T-1211 | 3000000 | TAB-RSP-T-1231 | Oil analysis of the hydraulic fluid
TAB-PLT-02 | 12 | Oil analysis Task- 3 Months(M&T Bldg) | Tank, Oil, Raw Sewage Pump #1 Bearing Lubrication System | TAB-RSP-T-1211 | 6000000 | TAB-RSP-PS-2205D | Oil analysis of the hydraulic fluid
TAB-PLT-02 | 12 | Oil analysis Task- 3 Months(M&T Bldg) | Tank, Oil, Raw Sewage Pump #1 Bearing Lubrication System | TAB-RSP-T-1211 | 5000000 | TAB-RSP-T-1251 | Oil analysis of the hydraulic fluid
TAB-PLT-02 | 12 | Oil analysis Task- 3 Months(M&T Bldg) | Tank, Oil, Raw Sewage Pump #1 Bearing Lubrication System | TAB-RSP-T-1211 | 7000000 | TAB-RSP-PS-2206D | Oil analysis of the hydraulic fluid
TAB-PLT-02 | 12 | Oil analysis Task- 3 Months(M&T Bldg) | Tank, Oil, Raw Sewage Pump #1 Bearing Lubrication System | TAB-RSP-T-1211 | 8000000 | TAB-RSP-PS-2207D | Oil analysis of the hydraulic fluid
TAB-PLT-02 | 12 | Oil analysis Task- 3 Months(M&T Bldg) | Tank, Oil, Raw Sewage Pump #1 Bearing Lubrication System | TAB-RSP-T-1211 | 10000000 | TAB-RSP-PS-2209D | Oil analysis of the hydraulic fluid
TAB-PLT-02 | 12 | Oil analysis Task- 3 Months(M&T Bldg) | Tank, Oil, Raw Sewage Pump #1 Bearing Lubrication System | TAB-RSP-T-1211 | 9000000 | TAB-RSP-PS-2208D | Oil analysis of the hydraulic fluid
TAB-PLT-02 | 12 | Oil analysis Task- 3 Months(M&T Bldg) | Tank, Oil, Raw Sewage Pump #1 Bearing Lubrication System | TAB-RSP-T-1211 | 11000000 | TAB-RSP-P-2208 | Oil analysis of the hydraulic fluid
TAB-PLT-02 | 16 | Replace the service water pressure regulating valve- 5 Years (M&T Bldg) | Valve, Pressure Regulating, Seal Water, RSPump-1210 | TAB-RSP-V-1210D | 2000000 | TAB-RSP-V-1220D | Replace the service water pressure regulating valve with calibrated unit
TAB-PLT-02 | 16 | Replace the service water pressure regulating valve- 5 Years (M&T Bldg) | Valve, Pressure Regulating, Seal Water, RSPump-1210 | TAB-RSP-V-1210D | 1000000 | TAB-RSP-V-1210D | Replace the service water pressure regulating valve with calibrated unit
TAB-PLT-02 | 16 | Replace the service water pressure regulating valve- 5 Years (M&T Bldg) | Valve, Pressure Regulating, Seal Water, RSPump-1210 | TAB-RSP-V-1210D | 3000000 | TAB-RSP-V-1230D | Replace the service water pressure regulating valve with calibrated unit
TAB-PLT-02 | 16 | Replace the service water pressure regulating valve- 5 Years (M&T Bldg) | Valve, Pressure Regulating, Seal Water, RSPump-1210 | TAB-RSP-V-1210D | 4000000 | TAB-RSP-V-1240D | Replace the service water pressure regulating valve with calibrated unit
TAB-PLT-02 | 16 | Replace the service water pressure regulating valve- 5 Years (M&T Bldg) | Valve, Pressure Regulating, Seal Water, RSPump-1210 | TAB-RSP-V-1210D | 5000000 | TAB-RSP-V-1250D | Replace the service water pressure regulating valve with calibrated unit
TAB-PLT-02 | 17 | Inspection of the valve actuator gear case oil seals-5 Years (M&T Bldg) | Gate Valve, MGV2 Motorized Drains Conduit # 4 to Low Level | TAB-RSP-V-0008 | 1000000 | TAB-RSP-V-0008 | Inspection of the valve actuator gear case oil seals
TAB-PLT-02 | 17 | Inspection of the valve actuator gear case oil seals-5 Years (M&T Bldg) | Gate Valve, MGV2 Motorized Drains Conduit # 4 to Low Level | TAB-RSP-V-0008 | 2000000 | TAB-RSP-V-0009 | Inspection of the valve actuator gear case oil seals
TAB-PLT-02 | 17 | Inspection of the valve actuator gear case oil seals-5 Years (M&T Bldg) | Gate Valve, MGV2 Motorized Drains Conduit # 4 to Low Level | TAB-RSP-V-0008 | 4000000 | TAB-RSP-V-0011 | Inspection of the valve actuator gear case oil seals
TAB-PLT-02 | 17 | Inspection of the valve actuator gear case oil seals-5 Years (M&T Bldg) | Gate Valve, MGV2 Motorized Drains Conduit # 4 to Low Level | TAB-RSP-V-0008 | 3000000 | TAB-RSP-V-0010 | Inspection of the valve actuator gear case oil seals
TAB-PLT-02 | 17 | Inspection of the valve actuator gear case oil seals-5 Years (M&T Bldg) | Gate Valve, MGV2 Motorized Drains Conduit # 4 to Low Level | TAB-RSP-V-0008 | 5000000 | TAB-RSP-V-0012 | Inspection of the valve actuator gear case oil seals
TAB-PLT-02 | 17 | Inspection of the valve actuator gear case oil seals-5 Years (M&T Bldg) | Gate Valve, MGV2 Motorized Drains Conduit # 4 to Low Level | TAB-RSP-V-0008 | 6000000 | TAB-RSP-V-0013 | Inspection of the valve actuator gear case oil seals
TAB-PLT-02 | 17 | Inspection of the valve actuator gear case oil seals-5 Years (M&T Bldg) | Gate Valve, MGV2 Motorized Drains Conduit # 4 to Low Level | TAB-RSP-V-0008 | 9000000 | TAB-RSP-V-0023 | Inspection of the valve actuator gear case oil seals
TAB-PLT-02 | 17 | Inspection of the valve actuator gear case oil seals-5 Years (M&T Bldg) | Gate Valve, MGV2 Motorized Drains Conduit # 4 to Low Level | TAB-RSP-V-0008 | 7000000 | TAB-RSP-V-0021 | Inspection of the valve actuator gear case oil seals
TAB-PLT-02 | 17 | Inspection of the valve actuator gear case oil seals-5 Years (M&T Bldg) | Gate Valve, MGV2 Motorized Drains Conduit # 4 to Low Level | TAB-RSP-V-0008 | 10000000 | TAB-RSP-V-0024 | Inspection of the valve actuator gear case oil seals
TAB-PLT-02 | 17 | Inspection of the valve actuator gear case oil seals-5 Years (M&T Bldg) | Gate Valve, MGV2 Motorized Drains Conduit # 4 to Low Level | TAB-RSP-V-0008 | 8000000 | TAB-RSP-V-0022 | Inspection of the valve actuator gear case oil seals
TAB-PLT-02 | 17 | Inspection of the valve actuator gear case oil seals-5 Years (M&T Bldg) | Gate Valve, MGV2 Motorized Drains Conduit # 4 to Low Level | TAB-RSP-V-0008 | 16000000 | TAB-RSP-V-0042 | Inspection of the valve actuator gear case oil seals
TAB-PLT-02 | 17 | Inspection of the valve actuator gear case oil seals-5 Years (M&T Bldg) | Gate Valve, MGV2 Motorized Drains Conduit # 4 to Low Level | TAB-RSP-V-0008 | 11000000 | TAB-RSP-V-0025 | Inspection of the valve actuator gear case oil seals
TAB-PLT-02 | 17 | Inspection of the valve actuator gear case oil seals-5 Years (M&T Bldg) | Gate Valve, MGV2 Motorized Drains Conduit # 4 to Low Level | TAB-RSP-V-0008 | 21000000 | TAB-RSP-V-1230A | Inspection of the valve actuator gear case oil seals
TAB-PLT-02 | 17 | Inspection of the valve actuator gear case oil seals-5 Years (M&T Bldg) | Gate Valve, MGV2 Motorized Drains Conduit # 4 to Low Level | TAB-RSP-V-0008 | 12000000 | TAB-RSP-V-0026 | Inspection of the valve actuator gear case oil seals
TAB-PLT-02 | 17 | Inspection of the valve actuator gear case oil seals-5 Years (M&T Bldg) | Gate Valve, MGV2 Motorized Drains Conduit # 4 to Low Level | TAB-RSP-V-0008 | 23000000 | TAB-RSP-V-1250A | Inspection of the valve actuator gear case oil seals
TAB-PLT-02 | 17 | Inspection of the valve actuator gear case oil seals-5 Years (M&T Bldg) | Gate Valve, MGV2 Motorized Drains Conduit # 4 to Low Level | TAB-RSP-V-0008 | 13000000 | TAB-RSP-V-0031 | Inspection of the valve actuator gear case oil seals
TAB-PLT-02 | 17 | Inspection of the valve actuator gear case oil seals-5 Years (M&T Bldg) | Gate Valve, MGV2 Motorized Drains Conduit # 4 to Low Level | TAB-RSP-V-0008 | 27000000 | TAB-RSP-V-2202A | Inspection of the valve actuator gear case oil seals
TAB-PLT-02 | 17 | Inspection of the valve actuator gear case oil seals-5 Years (M&T Bldg) | Gate Valve, MGV2 Motorized Drains Conduit # 4 to Low Level | TAB-RSP-V-0008 | 14000000 | TAB-RSP-V-0032 | Inspection of the valve actuator gear case oil seals
TAB-PLT-02 | 17 | Inspection of the valve actuator gear case oil seals-5 Years (M&T Bldg) | Gate Valve, MGV2 Motorized Drains Conduit # 4 to Low Level | TAB-RSP-V-0008 | 29000000 | TAB-RSP-V-2203A | Inspection of the valve actuator gear case oil seals
TAB-PLT-02 | 17 | Inspection of the valve actuator gear case oil seals-5 Years (M&T Bldg) | Gate Valve, MGV2 Motorized Drains Conduit # 4 to Low Level | TAB-RSP-V-0008 | 15000000 | TAB-RSP-V-0041 | Inspection of the valve actuator gear case oil seals
TAB-PLT-02 | 17 | Inspection of the valve actuator gear case oil seals-5 Years (M&T Bldg) | Gate Valve, MGV2 Motorized Drains Conduit # 4 to Low Level | TAB-RSP-V-0008 | 32000000 | TAB-RSP-V-2205B | Inspection of the valve actuator gear case oil seals
TAB-PLT-02 | 17 | Inspection of the valve actuator gear case oil seals-5 Years (M&T Bldg) | Gate Valve, MGV2 Motorized Drains Conduit # 4 to Low Level | TAB-RSP-V-0008 | 17000000 | TAB-RSP-V-0101 | Inspection of the valve actuator gear case oil seals
TAB-PLT-02 | 17 | Inspection of the valve actuator gear case oil seals-5 Years (M&T Bldg) | Gate Valve, MGV2 Motorized Drains Conduit # 4 to Low Level | TAB-RSP-V-0008 | 34000000 | TAB-RSP-V-2206B | Inspection of the valve actuator gear case oil seals
TAB-PLT-02 | 17 | Inspection of the valve actuator gear case oil seals-5 Years (M&T Bldg) | Gate Valve, MGV2 Motorized Drains Conduit # 4 to Low Level | TAB-RSP-V-0008 | 18000000 | TAB-RSP-V-0102 | Inspection of the valve actuator gear case oil seals
TAB-PLT-02 | 17 | Inspection of the valve actuator gear case oil seals-5 Years (M&T Bldg) | Gate Valve, MGV2 Motorized Drains Conduit # 4 to Low Level | TAB-RSP-V-0008 | 35000000 | TAB-RSP-V-2207B | Inspection of the valve actuator gear case oil seals
TAB-PLT-02 | 17 | Inspection of the valve actuator gear case oil seals-5 Years (M&T Bldg) | Gate Valve, MGV2 Motorized Drains Conduit # 4 to Low Level | TAB-RSP-V-0008 | 19000000 | TAB-RSP-V-1210A | Inspection of the valve actuator gear case oil seals
TAB-PLT-02 | 17 | Inspection of the valve actuator gear case oil seals-5 Years (M&T Bldg) | Gate Valve, MGV2 Motorized Drains Conduit # 4 to Low Level | TAB-RSP-V-0008 | 36000000 | TAB-RSP-V-2208B | Inspection of the valve actuator gear case oil seals
TAB-PLT-02 | 17 | Inspection of the valve actuator gear case oil seals-5 Years (M&T Bldg) | Gate Valve, MGV2 Motorized Drains Conduit # 4 to Low Level | TAB-RSP-V-0008 | 20000000 | TAB-RSP-V-1220A | Inspection of the valve actuator gear case oil seals
TAB-PLT-02 | 17 | Inspection of the valve actuator gear case oil seals-5 Years (M&T Bldg) | Gate Valve, MGV2 Motorized Drains Conduit # 4 to Low Level | TAB-RSP-V-0008 | 22000000 | TAB-RSP-V-1240A | Inspection of the valve actuator gear case oil seals
TAB-PLT-02 | 17 | Inspection of the valve actuator gear case oil seals-5 Years (M&T Bldg) | Gate Valve, MGV2 Motorized Drains Conduit # 4 to Low Level | TAB-RSP-V-0008 | 24000000 | TAB-RSP-V-1260 | Inspection of the valve actuator gear case oil seals
TAB-PLT-02 | 17 | Inspection of the valve actuator gear case oil seals-5 Years (M&T Bldg) | Gate Valve, MGV2 Motorized Drains Conduit # 4 to Low Level | TAB-RSP-V-0008 | 25000000 | TAB-RSP-V-2201A | Inspection of the valve actuator gear case oil seals
TAB-PLT-02 | 17 | Inspection of the valve actuator gear case oil seals-5 Years (M&T Bldg) | Gate Valve, MGV2 Motorized Drains Conduit # 4 to Low Level | TAB-RSP-V-0008 | 26000000 | TAB-RSP-V-2201B | Inspection of the valve actuator gear case oil seals
TAB-PLT-02 | 17 | Inspection of the valve actuator gear case oil seals-5 Years (M&T Bldg) | Gate Valve, MGV2 Motorized Drains Conduit # 4 to Low Level | TAB-RSP-V-0008 | 28000000 | TAB-RSP-V-2202B | Inspection of the valve actuator gear case oil seals
TAB-PLT-02 | 17 | Inspection of the valve actuator gear case oil seals-5 Years (M&T Bldg) | Gate Valve, MGV2 Motorized Drains Conduit # 4 to Low Level | TAB-RSP-V-0008 | 30000000 | TAB-RSP-V-2204A | Inspection of the valve actuator gear case oil seals
TAB-PLT-02 | 17 | Inspection of the valve actuator gear case oil seals-5 Years (M&T Bldg) | Gate Valve, MGV2 Motorized Drains Conduit # 4 to Low Level | TAB-RSP-V-0008 | 31000000 | TAB-RSP-V-2204B | Inspection of the valve actuator gear case oil seals
TAB-PLT-02 | 17 | Inspection of the valve actuator gear case oil seals-5 Years (M&T Bldg) | Gate Valve, MGV2 Motorized Drains Conduit # 4 to Low Level | TAB-RSP-V-0008 | 33000000 | TAB-RSP-V-2206B | Inspection of the valve actuator gear case oil seals
TAB-PLT-02 | 17 | Inspection of the valve actuator gear case oil seals-5 Years (M&T Bldg) | Gate Valve, MGV2 Motorized Drains Conduit # 4 to Low Level | TAB-RSP-V-0008 | 37000000 | TAB-RSP-V-2210B | Inspection of the valve actuator gear case oil seals
TAB-PLT-02 | 25 | Grit Tank and Channel Blowers Weekly Inspection | TAB-Routine Work Area 1 | TAB-RTE-WA1 | 1000000 | TAB-PLT-BL-5530 | Grit Tank and Channel Blowers Weekly Inspection for
TAB-PLT-02 | 25 | Grit Tank and Channel Blowers Weekly Inspection | TAB-Routine Work Area 1 | TAB-RTE-WA1 | 2000000 | TAB-PLT-BL-5540 | Grit Tank and Channel Blowers Weekly Inspection for
TAB-PLT-02 | 25 | Grit Tank and Channel Blowers Weekly Inspection | TAB-Routine Work Area 1 | TAB-RTE-WA1 | 3000000 | TAB-PLT-BL-5550 | Grit Tank and Channel Blowers Weekly Inspection for
TAB-PLT-02 | 25 | Grit Tank and Channel Blowers Weekly Inspection | TAB-Routine Work Area 1 | TAB-RTE-WA1 | 4000000 | TAB-PLT-BL-5560 | Grit Tank and Channel Blowers Weekly Inspection for
TAB-PLT-02 | 27 | Fan Lubrication and Inspection Tasks- 6 Months - Odour Control | Fan, Exhaust, Primary Treatment Bldg. | TAB-ACC-FN-0190 | 3000000 | TAB-ACC-DM-0191 | Fan Lubrication and Inspection Tasks 6 Months Odour Control for
TAB-PLT-02 | 27 | Fan Lubrication and Inspection Tasks- 6 Months - Odour Control | Fan, Exhaust, Primary Treatment Bldg. | TAB-ACC-FN-0190 | 1000000 | TAB-ACC-FN-0190 | Fan Lubrication and Inspection Tasks 6 Months Odour Control for
TAB-PLT-02 | 27 | Fan Lubrication and Inspection Tasks- 6 Months - Odour Control | Fan, Exhaust, Primary Treatment Bldg. | TAB-ACC-FN-0190 | 2000000 | TAB-ACC-DM-0190 | Fan Lubrication and Inspection Tasks 6 Months Odour Control for
TAB-PLT-02 | 27 | Fan Lubrication and Inspection Tasks- 6 Months - Odour Control | Fan, Exhaust, Primary Treatment Bldg. (FN-0191A) | TAB-ACC-FN-0192 | 1000000 | TAB-ACC-FN-0192 | Fan Lubrication and Inspection Tasks 6 Months Odour Control for
TAB-PLT-02 | 27 | Fan Lubrication and Inspection Tasks- 6 Months - Odour Control | Fan, Exhaust, Primary Treatment Bldg. (FN-0191A) | TAB-ACC-FN-0192 | 2000000 | TAB-ACC-DM-0192 | Fan Lubrication and Inspection Tasks 6 Months Odour Control for
TAB-PLT-02 | 27 | Fan Lubrication and Inspection Tasks- 6 Months - Odour Control | Fan, Exhaust, Primary Treatment Bldg. (FN-0191A) | TAB-ACC-FN-0192 | 3000000 | TAB-ACC-DM-0193 | Fan Lubrication and Inspection Tasks 6 Months Odour Control for
TAB-PLT-02 | 27 | Fan Lubrication and Inspection Tasks- 6 Months - Odour Control | Fan, Exhaust, Primary Treatment Bldg. Rooftop | TAB-ACC-FN-0230 | 1000000 | TAB-ACC-FN-0230 | Fan Lubrication and Inspection Tasks 6 Months Odour Control for
TAB-PLT-02 | 27 | Fan Lubrication and Inspection Tasks- 6 Months - Odour Control | Fan, Exhaust, Primary Treatment Bldg. Rooftop | TAB-ACC-FN-0230 | 2000000 | TAB-ACC-DM-0230 | Fan Lubrication and Inspection Tasks 6 Months Odour Control for
TAB-PLT-02 | 27 | Fan Lubrication and Inspection Tasks- 6 Months - Odour Control | Fan, Exhaust, Primary Treatment Bldg. Rooftop | TAB-ACC-FN-0230 | 3000000 | TAB-ACC-DM-0231 | Fan Lubrication and Inspection Tasks 6 Months Odour Control for
TAB-PLT-02 | 27 | Fan Lubrication and Inspection Tasks- 6 Months - Odour Control | Fan, Exhaust, Primary Treatment Bldg. Rooftop | TAB-ACC-FN-0232 | 2000000 | TAB-ACC-DM-0232 | Fan Lubrication and Inspection Tasks 6 Months Odour Control for
TAB-PLT-02 | 27 | Fan Lubrication and Inspection Tasks- 6 Months - Odour Control | Fan, Exhaust, Primary Treatment Bldg. Rooftop | TAB-ACC-FN-0232 | 3000000 | TAB-ACC-DM-0233 | Fan Lubrication and Inspection Tasks 6 Months Odour Control for
TAB-PLT-02 | 27 | Fan Lubrication and Inspection Tasks- 6 Months - Odour Control | Fan, Exhaust, Primary Treatment Bldg. Rooftop | TAB-ACC-FN-0232 | 1000000 | TAB-ACC-FN-0232 | Fan Lubrication and Inspection Tasks 6 Months Odour Control for
TAB-PLT-02 | 27 | Fan Lubrication and Inspection Tasks- 6 Months - Odour Control | Fan, Exhaust, Primary Treatment Bldg. Rooftop | TAB-ACC-FN-0234 | 1000000 | TAB-ACC-FN-0234 | Fan Lubrication and Inspection Tasks 6 Months Odour Control for
TAB-PLT-02 | 27 | Fan Lubrication and Inspection Tasks- 6 Months - Odour Control | Fan, Exhaust, Primary Treatment Bldg. Rooftop | TAB-ACC-FN-0234 | 2000000 | TAB-ACC-DM-0234 | Fan Lubrication and Inspection Tasks 6 Months Odour Control for
TAB-PLT-02 | 27 | Fan Lubrication and Inspection Tasks- 6 Months - Odour Control | Fan, Exhaust, Primary Treatment Bldg. Rooftop | TAB-ACC-FN-0234 | 3000000 | TAB-ACC-DM-0235 | Fan Lubrication and Inspection Tasks 6 Months Odour Control for
TAB-PLT-02 | 37 | Inspect the oil level in the Screw conveyor gearbox- Quarterly | TAB-Routine Work Area 1 | TAB-RTE-WA1 | 3000000 | TAB-PLT-CV-3800 | Inspect the oil level in the Screw conveyor gearbox Quarterly for
TAB-PLT-02 | 37 | Inspect the oil level in the Screw conveyor gearbox- Quarterly | TAB-Routine Work Area 1 | TAB-RTE-WA1 | 1000000 | TAB-PLT-CV-3600 | Inspect the oil level in the Screw conveyor gearbox Quarterly for
TAB-PLT-02 | 37 | Inspect the oil level in the Screw conveyor gearbox- Quarterly | TAB-Routine Work Area 1 | TAB-RTE-WA1 | 5000000 | TAB-PLT-CV-4000 | Inspect the oil level in the Screw conveyor gearbox Quarterly for
TAB-PLT-02 | 37 | Inspect the oil level in the Screw conveyor gearbox- Quarterly | TAB-Routine Work Area 1 | TAB-RTE-WA1 | 2000000 | TAB-PLT-CV-3700 | Inspect the oil level in the Screw conveyor gearbox Quarterly for
TAB-PLT-02 | 37 | Inspect the oil level in the Screw conveyor gearbox- Quarterly | TAB-Routine Work Area 1 | TAB-RTE-WA1 | 8000000 | TAB-PLT-CV-4300 | Inspect the oil level in the Screw conveyor gearbox Quarterly for
TAB-PLT-02 | 37 | Inspect the oil level in the Screw conveyor gearbox- Quarterly | TAB-Routine Work Area 1 | TAB-RTE-WA1 | 4000000 | TAB-PLT-CV-3900 | Inspect the oil level in the Screw conveyor gearbox Quarterly for
TAB-PLT-02 | 37 | Inspect the oil level in the Screw conveyor gearbox- Quarterly | TAB-Routine Work Area 1 | TAB-RTE-WA1 | 9000000 | TAB-PLT-CV-4400 | Inspect the oil level in the Screw conveyor gearbox Quarterly for
TAB-PLT-02 | 37 | Inspect the oil level in the Screw conveyor gearbox- Quarterly | TAB-Routine Work Area 1 | TAB-RTE-WA1 | 6000000 | TAB-PLT-CV-4100 | Inspect the oil level in the Screw conveyor gearbox Quarterly for
TAB-PLT-02 | 37 | Inspect the oil level in the Screw conveyor gearbox- Quarterly | TAB-Routine Work Area 1 | TAB-RTE-WA1 | 10000000 | TAB-PLT-CV-4500 | Inspect the oil level in the Screw conveyor gearbox Quarterly for
TAB-PLT-02 | 37 | Inspect the oil level in the Screw conveyor gearbox- Quarterly | TAB-Routine Work Area 1 | TAB-RTE-WA1 | 7000000 | TAB-PLT-CV-4200 | Inspect the oil level in the Screw conveyor gearbox Quarterly for
TAB-PLT-02 | 37 | Inspect the oil level in the Screw conveyor gearbox- Quarterly | TAB-Routine Work Area 1 | TAB-RTE-WA1 | 12000000 | TAB-PLT-CV-4700 | Inspect the oil level in the Screw conveyor gearbox Quarterly for
TAB-PLT-02 | 37 | Inspect the oil level in the Screw conveyor gearbox- Quarterly | TAB-Routine Work Area 1 | TAB-RTE-WA1 | 11000000 | TAB-PLT-CV-4600 | Inspect the oil level in the Screw conveyor gearbox Quarterly for
TAB-PLT-02 | 37 | Inspect the oil level in the Screw conveyor gearbox- Quarterly | TAB-Routine Work Area 1 | TAB-RTE-WA1 | 13000000 | TAB-PLT-CV-4800 | Inspect the oil level in the Screw conveyor gearbox Quarterly for
TAB-PLT-02 | 37 | Inspect the oil level in the Screw conveyor gearbox- Quarterly | TAB-Routine Work Area 1 | TAB-RTE-WA1 | 15000000 | TAB-PLT-CV-5000 | Inspect the oil level in the Screw conveyor gearbox Quarterly for
TAB-PLT-02 | 37 | Inspect the oil level in the Screw conveyor gearbox- Quarterly | TAB-Routine Work Area 1 | TAB-RTE-WA1 | 14000000 | TAB-PLT-CV-4900 | Inspect the oil level in the Screw conveyor gearbox Quarterly for
TAB-PLT-02 | 37 | Inspect the oil level in the Screw conveyor gearbox- Quarterly | TAB-Routine Work Area 1 | TAB-RTE-WA1 | 17000000 | TAB-PLT-CV-5200 | Inspect the oil level in the Screw conveyor gearbox Quarterly for
TAB-PLT-02 | 37 | Inspect the oil level in the Screw conveyor gearbox- Quarterly | TAB-Routine Work Area 1 | TAB-RTE-WA1 | 16000000 | TAB-PLT-CV-5100 | Inspect the oil level in the Screw conveyor gearbox Quarterly for
TAB-PLT-02 | 37 | Inspect the oil level in the Screw conveyor gearbox- Quarterly | TAB-Routine Work Area 1 | TAB-RTE-WA1 | 18000000 | TAB-PLT-CV-5300 | Inspect the oil level in the Screw conveyor gearbox Quarterly for
TAB-PLT-02 | 37 | Inspect the oil level in the Screw conveyor gearbox- Quarterly | TAB-Routine Work Area 1 | TAB-RTE-WA1 | 20000000 | TAB-PLT-CV-5500 | Inspect the oil level in the Screw conveyor gearbox Quarterly for
TAB-PLT-02 | 37 | Inspect the oil level in the Screw conveyor gearbox- Quarterly | TAB-Routine Work Area 1 | TAB-RTE-WA1 | 19000000 | TAB-PLT-CV-5400 | Inspect the oil level in the Screw conveyor gearbox Quarterly for
TAB-PLT-02 | 39 | Classifier wearing shoe inspection- Quarterly | TAB-Routine Work Area 1 | TAB-RTE-WA1 | 1000000 | TAB-PLT-CL-2900 | Classifier wearing shoe inspection Quarterly for
TAB-PLT-02 | 39 | Classifier wearing shoe inspection- Quarterly | TAB-Routine Work Area 1 | TAB-RTE-WA1 | 2000000 | TAB-PLT-CL-3000 | Classifier wearing shoe inspection Quarterly for
TAB-PLT-02 | 40 | Inspect the oil level in the grit conveyor gearbox- Quarterly | TAB-Routine Work Area 1 | TAB-RTE-WA1 | 1000000 | TAB-PLT-CV-1310 | Inspect the oil level in the grit conveyor gearbox Quarterly for
TAB-PLT-02 | 40 | Inspect the oil level in the grit conveyor gearbox- Quarterly | TAB-Routine Work Area 1 | TAB-RTE-WA1 | 4000000 | TAB-PLT-CV-1610 | Inspect the oil level in the grit conveyor gearbox Quarterly for
TAB-PLT-02 | 40 | Inspect the oil level in the grit conveyor gearbox- Quarterly | TAB-Routine Work Area 1 | TAB-RTE-WA1 | 2000000 | TAB-PLT-CV-1410 | Inspect the oil level in the grit conveyor gearbox Quarterly for
TAB-PLT-02 | 40 | Inspect the oil level in the grit conveyor gearbox- Quarterly | TAB-Routine Work Area 1 | TAB-RTE-WA1 | 3000000 | TAB-PLT-CV-1510 | Inspect the oil level in the grit conveyor gearbox Quarterly for
TAB-PLT-02 | 41 | Visual inspection of the pump/motor coupling- Quarterly | TAB-Routine Work Area 1 | TAB-RTE-WA1 | 3000000 | TAB-PLT-P-1500 | Visual inspection of the pumpmotor coupling Quarterly for
TAB-PLT-02 | 41 | Visual inspection of the pump/motor coupling- Quarterly | TAB-Routine Work Area 1 | TAB-RTE-WA1 | 1000000 | TAB-PLT-P-1460 | Visual inspection of the pumpmotor coupling Quarterly for
TAB-PLT-02 | 41 | Visual inspection of the pump/motor coupling- Quarterly | TAB-Routine Work Area 1 | TAB-RTE-WA1 | 4000000 | TAB-PLT-P-1600 | Visual inspection of the pumpmotor coupling Quarterly for
TAB-PLT-02 | 41 | Visual inspection of the pump/motor coupling- Quarterly | TAB-Routine Work Area 1 | TAB-RTE-WA1 | 2000000 | TAB-PLT-P-1470 | Visual inspection of the pumpmotor coupling Quarterly for
TAB-PLT-02 | 41 | Visual inspection of the pump/motor coupling- Quarterly | TAB-Routine Work Area 1 | TAB-RTE-WA1 | 5000000 | TAB-PLT-P-1700 | Visual inspection of the pumpmotor coupling Quarterly for
TAB-PLT-02 | 41 | Visual inspection of the pump/motor coupling- Quarterly | TAB-Routine Work Area 1 | TAB-RTE-WA1 | 7000000 | TAB-PLT-P-1900 | Visual inspection of the pumpmotor coupling Quarterly for
TAB-PLT-02 | 41 | Visual inspection of the pump/motor coupling- Quarterly | TAB-Routine Work Area 1 | TAB-RTE-WA1 | 6000000 | TAB-PLT-P-1800 | Visual inspection of the pumpmotor coupling Quarterly for
TAB-PLT-02 | 41 | Visual inspection of the pump/motor coupling- Quarterly | TAB-Routine Work Area 1 | TAB-RTE-WA1 | 12000000 | TAB-PLT-P-2400 | Visual inspection of the pumpmotor coupling Quarterly for
TAB-PLT-02 | 41 | Visual inspection of the pump/motor coupling- Quarterly | TAB-Routine Work Area 1 | TAB-RTE-WA1 | 8000000 | TAB-PLT-P-2000 | Visual inspection of the pumpmotor coupling Quarterly for
TAB-PLT-02 | 41 | Visual inspection of the pump/motor coupling- Quarterly | TAB-Routine Work Area 1 | TAB-RTE-WA1 | 13000000 | TAB-PLT-P-2500 | Visual inspection of the pumpmotor coupling Quarterly for
TAB-PLT-02 | 41 | Visual inspection of the pump/motor coupling- Quarterly | TAB-Routine Work Area 1 | TAB-RTE-WA1 | 9000000 | TAB-PLT-P-2100 | Visual inspection of the pumpmotor coupling Quarterly for
TAB-PLT-02 | 41 | Visual inspection of the pump/motor coupling- Quarterly | TAB-Routine Work Area 1 | TAB-RTE-WA1 | 16000000 | TAB-PLT-P-2800 | Visual inspection of the pumpmotor coupling Quarterly for
TAB-PLT-02 | 41 | Visual inspection of the pump/motor coupling- Quarterly | TAB-Routine Work Area 1 | TAB-RTE-WA1 | 10000000 | TAB-PLT-P-2200 | Visual inspection of the pumpmotor coupling Quarterly for
TAB-PLT-02 | 41 | Visual inspection of the pump/motor coupling- Quarterly | TAB-Routine Work Area 1 | TAB-RTE-WA1 | 17000000 | TAB-PLT-P-6001 | Visual inspection of the pumpmotor coupling Quarterly for
TAB-PLT-02 | 41 | Visual inspection of the pump/motor coupling- Quarterly | TAB-Routine Work Area 1 | TAB-RTE-WA1 | 11000000 | TAB-PLT-P-2300 | Visual inspection of the pumpmotor coupling Quarterly for
TAB-PLT-02 | 41 | Visual inspection of the pump/motor coupling- Quarterly | TAB-Routine Work Area 1 | TAB-RTE-WA1 | 18000000 | TAB-PLT-P-6002 | Visual inspection of the pumpmotor coupling Quarterly for
TAB-PLT-02 | 41 | Visual inspection of the pump/motor coupling- Quarterly | TAB-Routine Work Area 1 | TAB-RTE-WA1 | 14000000 | TAB-PLT-P-2600 | Visual inspection of the pumpmotor coupling Quarterly for
TAB-PLT-02 | 41 | Visual inspection of the pump/motor coupling- Quarterly | TAB-Routine Work Area 1 | TAB-RTE-WA1 | 15000000 | TAB-PLT-P-2700 | Visual inspection of the pumpmotor coupling Quarterly for
TAB-PLT-02 | 42 | Washer Compactor Inspection & Maintenance(1501 &1601) - 6 Monthly | TAB-Routine Work Area 1 | TAB-RTE-WA1 | 2000000 | TAB-PLT-CMP-1601 | Washer Compactor Inspection Maintenance1501 1601 6 monthly 0042C for
TAB-PLT-02 | 42 | Washer Compactor Inspection & Maintenance(1501 &1601) - 6 Monthly | TAB-Routine Work Area 1 | TAB-RTE-WA1 | 1000000 | TAB-PLT-CMP-1501 | Washer Compactor Inspection Maintenance1501 1601 6 monthly 0042C for
TAB-PLT-02 | 42 | Washer Compactor Inspection & Maintenance(1501 &1601) - 6 Monthly | TAB-Routine Work Area 1 | TAB-RTE-WA1 | 3000000 | TAB-PLT-V-1515 | Washer Compactor Inspection Maintenance1501 1601 6 monthly 0042C for
TAB-PLT-02 | 42 | Washer Compactor Inspection & Maintenance(1501 &1601) - 6 Monthly | TAB-Routine Work Area 1 | TAB-RTE-WA1 | 4000000 | TAB-PLT-V-1615 | Washer Compactor Inspection Maintenance1501 1601 6 monthly 0042C for
TAB-PLT-02 | 43 | Washer Compactor Inspection & Maintenance(1701 &1801) - 6 Monthly | TAB-Routine Work Area 1 | TAB-RTE-WA1 | 1000000 | TAB-PLT-CMP-1701 | Washer Compactor Inspection Maintenance1701 1801 6 monthly 0042C for
TAB-PLT-02 | 43 | Washer Compactor Inspection & Maintenance(1701 &1801) - 6 Monthly | TAB-Routine Work Area 1 | TAB-RTE-WA1 | 2000000 | TAB-PLT-CMP-1801 | Washer Compactor Inspection Maintenance1701 1801 6 monthly 0042C for
TAB-PLT-02 | 43 | Washer Compactor Inspection & Maintenance(1701 &1801) - 6 Monthly | TAB-Routine Work Area 1 | TAB-RTE-WA1 | 3000000 | TAB-PLT-V-1704 | Washer Compactor Inspection Maintenance1701 1801 6 monthly 0042C for
TAB-PLT-02 | 43 | Washer Compactor Inspection & Maintenance(1701 &1801) - 6 Monthly | TAB-Routine Work Area 1 | TAB-RTE-WA1 | 4000000 | TAB-PLT-V-1804 | Washer Compactor Inspection Maintenance1701 1801 6 monthly 0042C for
TAB-PLT-02 | 44 | Washer Compactor Inspection & Maintenance(1901 &2001) - 6 monthly | TAB-Routine Work Area 1 | TAB-RTE-WA1 | 3000000 | TAB-PLT-V-1901 | Washer Compactor Inspection Maintenance1901 2001 6 monthly 0042C for
TAB-PLT-02 | 44 | Washer Compactor Inspection & Maintenance(1901 &2001) - 6 monthly | TAB-Routine Work Area 1 | TAB-RTE-WA1 | 1000000 | TAB-PLT-CMP-1901 | Washer Compactor Inspection Maintenance1901 2001 6 monthly 0042C for
TAB-PLT-02 | 44 | Washer Compactor Inspection & Maintenance(1901 &2001) - 6 monthly | TAB-Routine Work Area 1 | TAB-RTE-WA1 | 4000000 | TAB-PLT-V-2004 | Washer Compactor Inspection Maintenance1901 2001 6 monthly 0042C for
TAB-PLT-02 | 44 | Washer Compactor Inspection & Maintenance(1901 &2001) - 6 monthly | TAB-Routine Work Area 1 | TAB-RTE-WA1 | 2000000 | TAB-PLT-CMP-2001 | Washer Compactor Inspection Maintenance1901 2001 6 monthly 0042C for
TAB-PLT-02 | 47 | Classifier Inspection & Maintenance - Semi Annual | TAB-Routine Work Area 1 | TAB-RTE-WA1 | 2000000 | TAB-PLT-CL-3000 | Classifier Inspection Maintenance Semi Annual 0047A for
TAB-PLT-02 | 47 | Classifier Inspection & Maintenance - Semi Annual | TAB-Routine Work Area 1 | TAB-RTE-WA1 | 1000000 | TAB-PLT-CL-2900 | Classifier Inspection Maintenance Semi Annual 0047A for
TAB-PLT-02 | 48 | Grit Tank and Channel Blower Coupling Screw Inspection- Semi Annual | TAB-Routine Work Area 1 | TAB-RTE-WA1 | 1000000 | TAB-PLT-BL-5530 | Grit Tank and Channel Blower Coupling Screw Inspection for
TAB-PLT-02 | 48 | Grit Tank and Channel Blower Coupling Screw Inspection- Semi Annual | TAB-Routine Work Area 1 | TAB-RTE-WA1 | 2000000 | TAB-PLT-BL-5540 | Grit Tank and Channel Blower Coupling Screw Inspection for
TAB-PLT-02 | 48 | Grit Tank and Channel Blower Coupling Screw Inspection- Semi Annual | TAB-Routine Work Area 1 | TAB-RTE-WA1 | 3000000 | TAB-PLT-BL-5550 | Grit Tank and Channel Blower Coupling Screw Inspection for
TAB-PLT-02 | 48 | Grit Tank and Channel Blower Coupling Screw Inspection- Semi Annual | TAB-Routine Work Area 1 | TAB-RTE-WA1 | 4000000 | TAB-PLT-BL-5560 | Grit Tank and Channel Blower Coupling Screw Inspection for
TAB-PLT-02 | 49 | Submersible Pump Unit Wash Down- Semi Annual | TAB-Routine Work Area 1 | TAB-RTE-WA1 | 1000000 | TAB-PLT-P-0520 | Submersible Pump Unit Wash Down Semi Annual for
TAB-PLT-02 | 49 | Submersible Pump Unit Wash Down- Semi Annual | TAB-Routine Work Area 1 | TAB-RTE-WA1 | 3000000 | TAB-PLT-P-0540 | Submersible Pump Unit Wash Down Semi Annual for
TAB-PLT-02 | 49 | Submersible Pump Unit Wash Down- Semi Annual | TAB-Routine Work Area 1 | TAB-RTE-WA1 | 2000000 | TAB-PLT-P-0530 | Submersible Pump Unit Wash Down Semi Annual for
TAB-PLT-02 | 49 | Submersible Pump Unit Wash Down- Semi Annual | TAB-Routine Work Area 1 | TAB-RTE-WA1 | 5000000 | TAB-PLT-P-5580 | Submersible Pump Unit Wash Down Semi Annual for
TAB-PLT-02 | 49 | Submersible Pump Unit Wash Down- Semi Annual | TAB-Routine Work Area 1 | TAB-RTE-WA1 | 4000000 | TAB-PLT-P-5570 | Submersible Pump Unit Wash Down Semi Annual for
TAB-PLT-02 | 50 | Biofilter Fan Inspection & Maintenance - Semi-Annually | TAB-Routine Work Area 1 | TAB-RTE-WA1 | 1000000 | TAB-PLT-FN-6010 | Biofilter Fan Inspection Maintenance SemiAnnually 0051B for
TAB-PLT-02 | 50 | Biofilter Fan Inspection & Maintenance - Semi-Annually | TAB-Routine Work Area 1 | TAB-RTE-WA1 | 2000000 | TAB-PLT-FN-6020 | Biofilter Fan Inspection Maintenance SemiAnnually 0051B for
TAB-PLT-02 | 51 | Gate Inspection & Maintenance - Semi-Annually | TAB-Routine Work Area 1 | TAB-RTE-WA1 | 3000000 | TAB-PLT-G-0212 | Gate Inspection Maintenance SemiAnnually 0052A for
TAB-PLT-02 | 51 | Gate Inspection & Maintenance - Semi-Annually | TAB-Routine Work Area 1 | TAB-RTE-WA1 | 1000000 | TAB-PLT-G-0112 | Gate Inspection Maintenance SemiAnnually 0052A for
TAB-PLT-02 | 51 | Gate Inspection & Maintenance - Semi-Annually | TAB-Routine Work Area 1 | TAB-RTE-WA1 | 4000000 | TAB-PLT-G-0204 | Gate Inspection Maintenance SemiAnnually 0052A for
TAB-PLT-02 | 51 | Gate Inspection & Maintenance - Semi-Annually | TAB-Routine Work Area 1 | TAB-RTE-WA1 | 2000000 | TAB-PLT-G-0104 | Gate Inspection Maintenance SemiAnnually 0052A for
TAB-PLT-02 | 51 | Gate Inspection & Maintenance - Semi-Annually | TAB-Routine Work Area 1 | TAB-RTE-WA1 | 5000000 | TAB-PLT-G-0312 | Gate Inspection Maintenance SemiAnnually 0052A for
TAB-PLT-02 | 51 | Gate Inspection & Maintenance - Semi-Annually | TAB-Routine Work Area 1 | TAB-RTE-WA1 | 7000000 | TAB-PLT-G-0412 | Gate Inspection Maintenance SemiAnnually 0052A for
TAB-PLT-02 | 51 | Gate Inspection & Maintenance - Semi-Annually | TAB-Routine Work Area 1 | TAB-RTE-WA1 | 6000000 | TAB-PLT-G-0304 | Gate Inspection Maintenance SemiAnnually 0052A for
TAB-PLT-02 | 51 | Gate Inspection & Maintenance - Semi-Annually | TAB-Routine Work Area 1 | TAB-RTE-WA1 | 11000000 | TAB-PLT-G-1301 | Gate Inspection Maintenance SemiAnnually 0052A for
TAB-PLT-02 | 51 | Gate Inspection & Maintenance - Semi-Annually | TAB-Routine Work Area 1 | TAB-RTE-WA1 | 8000000 | TAB-PLT-G-0404 | Gate Inspection Maintenance SemiAnnually 0052A for
TAB-PLT-02 | 51 | Gate Inspection & Maintenance - Semi-Annually | TAB-Routine Work Area 1 | TAB-RTE-WA1 | 18000000 | TAB-PLT-G-1642 | Gate Inspection Maintenance SemiAnnually 0052A for
TAB-PLT-02 | 51 | Gate Inspection & Maintenance - Semi-Annually | TAB-Routine Work Area 1 | TAB-RTE-WA1 | 9000000 | TAB-PLT-G-0512 | Gate Inspection Maintenance SemiAnnually 0052A for
TAB-PLT-02 | 51 | Gate Inspection & Maintenance - Semi-Annually | TAB-Routine Work Area 1 | TAB-RTE-WA1 | 10000000 | TAB-PLT-G-0504 | Gate Inspection Maintenance SemiAnnually 0052A for
TAB-PLT-02 | 51 | Gate Inspection & Maintenance - Semi-Annually | TAB-Routine Work Area 1 | TAB-RTE-WA1 | 12000000 | TAB-PLT-G-1342 | Gate Inspection Maintenance SemiAnnually 0052A for
TAB-PLT-02 | 51 | Gate Inspection & Maintenance - Semi-Annually | TAB-Routine Work Area 1 | TAB-RTE-WA1 | 13000000 | TAB-PLT-G-1401 | Gate Inspection Maintenance SemiAnnually 0052A for
TAB-PLT-02 | 51 | Gate Inspection & Maintenance - Semi-Annually | TAB-Routine Work Area 1 | TAB-RTE-WA1 | 14000000 | TAB-PLT-G-1442 | Gate Inspection Maintenance SemiAnnually 0052A for
TAB-PLT-02 | 51 | Gate Inspection & Maintenance - Semi-Annually | TAB-Routine Work Area 1 | TAB-RTE-WA1 | 15000000 | TAB-PLT-G-1501 | Gate Inspection Maintenance SemiAnnually 0052A for
TAB-PLT-02 | 51 | Gate Inspection & Maintenance - Semi-Annually | TAB-Routine Work Area 1 | TAB-RTE-WA1 | 16000000 | TAB-PLT-G-1542 | Gate Inspection Maintenance SemiAnnually 0052A for
TAB-PLT-02 | 51 | Gate Inspection & Maintenance - Semi-Annually | TAB-Routine Work Area 1 | TAB-RTE-WA1 | 17000000 | TAB-PLT-G-1601 | Gate Inspection Maintenance SemiAnnually 0052A for
TAB-PLT-02 | 52 | Lubricate the pump bearings-Semi Annual | TAB-Routine Work Area 1 | TAB-RTE-WA1 | 3000000 | TAB-PLT-P-1500 | Lubricate the pump bearingsSemi Annual for
TAB-PLT-02 | 52 | Lubricate the pump bearings-Semi Annual | TAB-Routine Work Area 1 | TAB-RTE-WA1 | 1000000 | TAB-PLT-P-1460 | Lubricate the pump bearingsSemi Annual for
TAB-PLT-02 | 52 | Lubricate the pump bearings-Semi Annual | TAB-Routine Work Area 1 | TAB-RTE-WA1 | 4000000 | TAB-PLT-P-1600 | Lubricate the pump bearingsSemi Annual for
TAB-PLT-02 | 52 | Lubricate the pump bearings-Semi Annual | TAB-Routine Work Area 1 | TAB-RTE-WA1 | 2000000 | TAB-PLT-P-1470 | Lubricate the pump bearingsSemi Annual for
TAB-PLT-02 | 52 | Lubricate the pump bearings-Semi Annual | TAB-Routine Work Area 1 | TAB-RTE-WA1 | 5000000 | TAB-PLT-P-1700 | Lubricate the pump bearingsSemi Annual for
TAB-PLT-02 | 52 | Lubricate the pump bearings-Semi Annual | TAB-Routine Work Area 1 | TAB-RTE-WA1 | 7000000 | TAB-PLT-P-1900 | Lubricate the pump bearingsSemi Annual for
TAB-PLT-02 | 52 | Lubricate the pump bearings-Semi Annual | TAB-Routine Work Area 1 | TAB-RTE-WA1 | 6000000 | TAB-PLT-P-1800 | Lubricate the pump bearingsSemi Annual for
TAB-PLT-02 | 52 | Lubricate the pump bearings-Semi Annual | TAB-Routine Work Area 1 | TAB-RTE-WA1 | 8000000 | TAB-PLT-P-2000 | Lubricate the pump bearingsSemi Annual for
TAB-PLT-02 | 52 | Lubricate the pump bearings-Semi Annual | TAB-Routine Work Area 1 | TAB-RTE-WA1 | 9000000 | TAB-PLT-P-2100 | Lubricate the pump bearingsSemi Annual for
TAB-PLT-02 | 52 | Lubricate the pump bearings-Semi Annual | TAB-Routine Work Area 1 | TAB-RTE-WA1 | 10000000 | TAB-PLT-P-2200 | Lubricate the pump bearingsSemi Annual for
TAB-PLT-02 | 52 | Lubricate the pump bearings-Semi Annual | TAB-Routine Work Area 1 | TAB-RTE-WA1 | 11000000 | TAB-PLT-P-2300 | Lubricate the pump bearingsSemi Annual for
TAB-PLT-02 | 52 | Lubricate the pump bearings-Semi Annual | TAB-Routine Work Area 1 | TAB-RTE-WA1 | 12000000 | TAB-PLT-P-2400 | Lubricate the pump bearingsSemi Annual for
TAB-PLT-02 | 52 | Lubricate the pump bearings-Semi Annual | TAB-Routine Work Area 1 | TAB-RTE-WA1 | 13000000 | TAB-PLT-P-2500 | Lubricate the pump bearingsSemi Annual for
TAB-PLT-02 | 52 | Lubricate the pump bearings-Semi Annual | TAB-Routine Work Area 1 | TAB-RTE-WA1 | 15000000 | TAB-PLT-P-2700 | Lubricate the pump bearingsSemi Annual for
TAB-PLT-02 | 52 | Lubricate the pump bearings-Semi Annual | TAB-Routine Work Area 1 | TAB-RTE-WA1 | 14000000 | TAB-PLT-P-2600 | Lubricate the pump bearingsSemi Annual for
TAB-PLT-02 | 52 | Lubricate the pump bearings-Semi Annual | TAB-Routine Work Area 1 | TAB-RTE-WA1 | 17000000 | TAB-PLT-P-6001 | Lubricate the pump bearingsSemi Annual for
TAB-PLT-02 | 52 | Lubricate the pump bearings-Semi Annual | TAB-Routine Work Area 1 | TAB-RTE-WA1 | 16000000 | TAB-PLT-P-2800 | Lubricate the pump bearingsSemi Annual for
TAB-PLT-02 | 52 | Lubricate the pump bearings-Semi Annual | TAB-Routine Work Area 1 | TAB-RTE-WA1 | 18000000 | TAB-PLT-P-6002 | Lubricate the pump bearingsSemi Annual for
TAB-PLT-02 | 71 | Inspection & Lubrication of Sluice gate- P Bldg- 6 monthly | TAB-Routine Work Area 1 | TAB-RTE-WA1 | 1000000 | TAB-PLT-G-0005 | Inspection Lubrication of Sluice gate P Bldg 6 monthly for
TAB-PLT-02 | 71 | Inspection & Lubrication of Sluice gate- P Bldg- 6 monthly | TAB-Routine Work Area 1 | TAB-RTE-WA1 | 2000000 | TAB-PLT-G-0031 | Inspection Lubrication of Sluice gate P Bldg 6 monthly for
TAB-PLT-02 | 71 | Inspection & Lubrication of Sluice gate- P Bldg- 6 monthly | TAB-Routine Work Area 1 | TAB-RTE-WA1 | 3000000 | TAB-PLT-G-0032 | Inspection Lubrication of Sluice gate P Bldg 6 monthly for
TAB-PLT-02 | 77 | D Bldg- Check Biofilter Media moisture content, and pH (Legislative) | TAB-Routine Work Area 1 | TAB-RTE-WA1 | 1000000 | TAB-PLT-F-6100 | Check Biofilter Media moisture content and pH for
TAB-PLT-02 | 77 | D Bldg- Check Biofilter Media moisture content, and pH (Legislative) | TAB-Routine Work Area 1 | TAB-RTE-WA1 | 2000000 | TAB-PLT-F-6200 | Check Biofilter Media moisture content and pH for
TAB-PLT-02 | 77 | D Bldg- Check Biofilter Media moisture content, and pH (Legislative) | TAB-Routine Work Area 1 | TAB-RTE-WA1 | 3000000 | TAB-PLT-F-6300 | Check Biofilter Media moisture content and pH for
TAB-PLT-02 | 77 | D Bldg- Check Biofilter Media moisture content, and pH (Legislative) | TAB-Routine Work Area 1 | TAB-RTE-WA1 | 8000000 | TAB-RSP-SB-1020 | Check Biofilter Media moisture content and pH for
TAB-PLT-02 | 77 | D Bldg- Check Biofilter Media moisture content, and pH (Legislative) | TAB-Routine Work Area 1 | TAB-RTE-WA1 | 4000000 | TAB-PLT-F-6400 | Check Biofilter Media moisture content and pH for
TAB-PLT-02 | 77 | D Bldg- Check Biofilter Media moisture content, and pH (Legislative) | TAB-Routine Work Area 1 | TAB-RTE-WA1 | 9000000 | TAB-RSP-SB-1030 | Check Biofilter Media moisture content and pH for
TAB-PLT-02 | 77 | D Bldg- Check Biofilter Media moisture content, and pH (Legislative) | TAB-Routine Work Area 1 | TAB-RTE-WA1 | 5000000 | TAB-PRM-F-7001 | Check Biofilter Media moisture content and pH for
TAB-PLT-02 | 77 | D Bldg- Check Biofilter Media moisture content, and pH (Legislative) | TAB-Routine Work Area 1 | TAB-RTE-WA1 | 6000000 | TAB-PRM-F-7002 | Check Biofilter Media moisture content and pH for
TAB-PLT-02 | 77 | D Bldg- Check Biofilter Media moisture content, and pH (Legislative) | TAB-Routine Work Area 1 | TAB-RTE-WA1 | 7000000 | TAB-PRM-F-7003 | Check Biofilter Media moisture content and pH for
TAB-PLT-02 | 77 | D Bldg- Check Biofilter Media moisture content, and pH (Legislative) | TAB-Routine Work Area 1 | TAB-RTE-WA1 | 10000000 | TAB-RSP-SB-2000 | Check Biofilter Media moisture content and pH for
TAB-PLT-02 | 79 | P Bldg-Grit Air Blower Inspection - Weekly | TAB-Routine Work Area 1 | TAB-RTE-WA1 | 2000000 | TAB-PLT-BL-0230 | P BldgGrit Air Blower Inspection Weekly for
TAB-PLT-02 | 79 | P Bldg-Grit Air Blower Inspection - Weekly | TAB-Routine Work Area 1 | TAB-RTE-WA1 | 1000000 | TAB-PLT-BL-0130 | P BldgGrit Air Blower Inspection Weekly for
TAB-PLT-02 | 79 | P Bldg-Grit Air Blower Inspection - Weekly | TAB-Routine Work Area 1 | TAB-RTE-WA1 | 4000000 | TAB-PLT-BL-0430 | P BldgGrit Air Blower Inspection Weekly for
TAB-PLT-02 | 79 | P Bldg-Grit Air Blower Inspection - Weekly | TAB-Routine Work Area 1 | TAB-RTE-WA1 | 3000000 | TAB-PLT-BL-0330 | P BldgGrit Air Blower Inspection Weekly for
TAB-PLT-02 | 80 | P Bldg Grit Air Blower Inspection- Quarterly | TAB-Routine Work Area 1 | TAB-RTE-WA1 | 2000000 | TAB-PLT-BL-0230 | P Bldg Grit Air Blower Inspection Quarterly for
TAB-PLT-02 | 80 | P Bldg Grit Air Blower Inspection- Quarterly | TAB-Routine Work Area 1 | TAB-RTE-WA1 | 1000000 | TAB-PLT-BL-0130 | P Bldg Grit Air Blower Inspection Quarterly for
TAB-PLT-02 | 80 | P Bldg Grit Air Blower Inspection- Quarterly | TAB-Routine Work Area 1 | TAB-RTE-WA1 | 3000000 | TAB-PLT-BL-0330 | P Bldg Grit Air Blower Inspection Quarterly for
TAB-PLT-02 | 80 | P Bldg Grit Air Blower Inspection- Quarterly | TAB-Routine Work Area 1 | TAB-RTE-WA1 | 4000000 | TAB-PLT-BL-0430 | P Bldg Grit Air Blower Inspection Quarterly for
TAB-PLT-02 | 81 | P Bldg Grit Air Blowers Inspection- 6 Monthly | TAB-Routine Work Area 1 | TAB-RTE-WA1 | 1000000 | TAB-PLT-BL-0130 | P Bldg Grit Air Blowers Inspection 6 Monthly for
TAB-PLT-02 | 81 | P Bldg Grit Air Blowers Inspection- 6 Monthly | TAB-Routine Work Area 1 | TAB-RTE-WA1 | 2000000 | TAB-PLT-BL-0230 | P Bldg Grit Air Blowers Inspection 6 Monthly for
TAB-PLT-02 | 81 | P Bldg Grit Air Blowers Inspection- 6 Monthly | TAB-Routine Work Area 1 | TAB-RTE-WA1 | 3000000 | TAB-PLT-BL-0330 | P Bldg Grit Air Blowers Inspection 6 Monthly for
TAB-PLT-02 | 81 | P Bldg Grit Air Blowers Inspection- 6 Monthly | TAB-Routine Work Area 1 | TAB-RTE-WA1 | 4000000 | TAB-PLT-BL-0430 | P Bldg Grit Air Blowers Inspection 6 Monthly for
TAB-PLT-02 | 82 | P Bldg Actuated Butterfly valve Maintenance- Quarterly | TAB-Routine Work Area 1 | TAB-RTE-WA1 | 1000000 | TAB-PLT-V-0132 | P Bldg Actuated Butterfly valve Maintenance Quarterly for
TAB-PLT-02 | 82 | P Bldg Actuated Butterfly valve Maintenance- Quarterly | TAB-Routine Work Area 1 | TAB-RTE-WA1 | 2000000 | TAB-PLT-V-0232 | P Bldg Actuated Butterfly valve Maintenance Quarterly for
TAB-PLT-02 | 82 | P Bldg Actuated Butterfly valve Maintenance- Quarterly | TAB-Routine Work Area 1 | TAB-RTE-WA1 | 3000000 | TAB-PLT-V-0332 | P Bldg Actuated Butterfly valve Maintenance Quarterly for
TAB-PLT-02 | 82 | P Bldg Actuated Butterfly valve Maintenance- Quarterly | TAB-Routine Work Area 1 | TAB-RTE-WA1 | 9000000 | TAB-PLT-V-0551 | P Bldg Actuated Butterfly valve Maintenance Quarterly for
TAB-PLT-02 | 82 | P Bldg Actuated Butterfly valve Maintenance- Quarterly | TAB-Routine Work Area 1 | TAB-RTE-WA1 | 4000000 | TAB-PLT-V-0432 | P Bldg Actuated Butterfly valve Maintenance Quarterly for
TAB-PLT-02 | 82 | P Bldg Actuated Butterfly valve Maintenance- Quarterly | TAB-Routine Work Area 1 | TAB-RTE-WA1 | 11000000 | TAB-PLT-V-0203? | P Bldg Actuated Butterfly valve Maintenance Quarterly for
TAB-PLT-02 | 82 | P Bldg Actuated Butterfly valve Maintenance- Quarterly | TAB-Routine Work Area 1 | TAB-RTE-WA1 | 5000000 | TAB-PLT-V-0921 | P Bldg Actuated Butterfly valve Maintenance Quarterly for
TAB-PLT-02 | 82 | P Bldg Actuated Butterfly valve Maintenance- Quarterly | TAB-Routine Work Area 1 | TAB-RTE-WA1 | 13000000 | TAB-PLT-V-0403? | P Bldg Actuated Butterfly valve Maintenance Quarterly for
TAB-PLT-02 | 82 | P Bldg Actuated Butterfly valve Maintenance- Quarterly | TAB-Routine Work Area 1 | TAB-RTE-WA1 | 6000000 | TAB-PLT-V-0922 | P Bldg Actuated Butterfly valve Maintenance Quarterly for
TAB-PLT-02 | 82 | P Bldg Actuated Butterfly valve Maintenance- Quarterly | TAB-Routine Work Area 1 | TAB-RTE-WA1 | 14000000 | TAB-PLT-V-0503? | P Bldg Actuated Butterfly valve Maintenance Quarterly for
TAB-PLT-02 | 82 | P Bldg Actuated Butterfly valve Maintenance- Quarterly | TAB-Routine Work Area 1 | TAB-RTE-WA1 | 7000000 | TAB-PLT-V-0924 | P Bldg Actuated Butterfly valve Maintenance Quarterly for
TAB-PLT-02 | 82 | P Bldg Actuated Butterfly valve Maintenance- Quarterly | TAB-Routine Work Area 1 | TAB-RTE-WA1 | 15000000 | TAB-PLT-V-0603? | P Bldg Actuated Butterfly valve Maintenance Quarterly for
TAB-PLT-02 | 82 | P Bldg Actuated Butterfly valve Maintenance- Quarterly | TAB-Routine Work Area 1 | TAB-RTE-WA1 | 8000000 | TAB-PLT-V-0552 | P Bldg Actuated Butterfly valve Maintenance Quarterly for
TAB-PLT-02 | 82 | P Bldg Actuated Butterfly valve Maintenance- Quarterly | TAB-Routine Work Area 1 | TAB-RTE-WA1 | 10000000 | TAB-PLT-V-0203? | P Bldg Actuated Butterfly valve Maintenance Quarterly for
TAB-PLT-02 | 82 | P Bldg Actuated Butterfly valve Maintenance- Quarterly | TAB-Routine Work Area 1 | TAB-RTE-WA1 | 12000000 | TAB-PLT-V-0303? | P Bldg Actuated Butterfly valve Maintenance Quarterly for
TAB-PLT-02 | 83 | P Bldg Actuated Butterfly Valve maintenance- 6 Monthly | TAB-Routine Work Area 1 | TAB-RTE-WA1 | 7000000 | TAB-PLT-V-0924 | P Bldg Actuated Butterfly Valve maintenance 6 Monthly for
TAB-PLT-02 | 83 | P Bldg Actuated Butterfly Valve maintenance- 6 Monthly | TAB-Routine Work Area 1 | TAB-RTE-WA1 | 1000000 | TAB-PLT-V-0132 | P Bldg Actuated Butterfly Valve maintenance 6 Monthly for
TAB-PLT-02 | 83 | P Bldg Actuated Butterfly Valve maintenance- 6 Monthly | TAB-Routine Work Area 1 | TAB-RTE-WA1 | 11000000 | TAB-PLT-V-0203? | P Bldg Actuated Butterfly Valve maintenance 6 Monthly for
TAB-PLT-02 | 83 | P Bldg Actuated Butterfly Valve maintenance- 6 Monthly | TAB-Routine Work Area 1 | TAB-RTE-WA1 | 2000000 | TAB-PLT-V-0232 | P Bldg Actuated Butterfly Valve maintenance 6 Monthly for
TAB-PLT-02 | 83 | P Bldg Actuated Butterfly Valve maintenance- 6 Monthly | TAB-Routine Work Area 1 | TAB-RTE-WA1 | 12000000 | TAB-PLT-V-0303? | P Bldg Actuated Butterfly Valve maintenance 6 Monthly for
TAB-PLT-02 | 83 | P Bldg Actuated Butterfly Valve maintenance- 6 Monthly | TAB-Routine Work Area 1 | TAB-RTE-WA1 | 3000000 | TAB-PLT-V-0332 | P Bldg Actuated Butterfly Valve maintenance 6 Monthly for
TAB-PLT-02 | 83 | P Bldg Actuated Butterfly Valve maintenance- 6 Monthly | TAB-Routine Work Area 1 | TAB-RTE-WA1 | 14000000 | TAB-PLT-V-0503? | P Bldg Actuated Butterfly Valve maintenance 6 Monthly for
TAB-PLT-02 | 83 | P Bldg Actuated Butterfly Valve maintenance- 6 Monthly | TAB-Routine Work Area 1 | TAB-RTE-WA1 | 4000000 | TAB-PLT-V-0432 | P Bldg Actuated Butterfly Valve maintenance 6 Monthly for
TAB-PLT-02 | 83 | P Bldg Actuated Butterfly Valve maintenance- 6 Monthly | TAB-Routine Work Area 1 | TAB-RTE-WA1 | 5000000 | TAB-PLT-V-0921 | P Bldg Actuated Butterfly Valve maintenance 6 Monthly for
TAB-PLT-02 | 83 | P Bldg Actuated Butterfly Valve maintenance- 6 Monthly | TAB-Routine Work Area 1 | TAB-RTE-WA1 | 6000000 | TAB-PLT-V-0922 | P Bldg Actuated Butterfly Valve maintenance 6 Monthly for
TAB-PLT-02 | 83 | P Bldg Actuated Butterfly Valve maintenance- 6 Monthly | TAB-Routine Work Area 1 | TAB-RTE-WA1 | 8000000 | TAB-PLT-V-0551 | P Bldg Actuated Butterfly Valve maintenance 6 Monthly for
TAB-PLT-02 | 83 | P Bldg Actuated Butterfly Valve maintenance- 6 Monthly | TAB-Routine Work Area 1 | TAB-RTE-WA1 | 9000000 | TAB-PLT-V-0552 | P Bldg Actuated Butterfly Valve maintenance 6 Monthly for
TAB-PLT-02 | 83 | P Bldg Actuated Butterfly Valve maintenance- 6 Monthly | TAB-Routine Work Area 1 | TAB-RTE-WA1 | 10000000 | TAB-PLT-V-0103? | P Bldg Actuated Butterfly Valve maintenance 6 Monthly for
TAB-PLT-02 | 83 | P Bldg Actuated Butterfly Valve maintenance- 6 Monthly | TAB-Routine Work Area 1 | TAB-RTE-WA1 | 13000000 | TAB-PLT-V-0403? | P Bldg Actuated Butterfly Valve maintenance 6 Monthly for
TAB-PLT-02 | 83 | P Bldg Actuated Butterfly Valve maintenance- 6 Monthly | TAB-Routine Work Area 1 | TAB-RTE-WA1 | 15000000 | TAB-PLT-V-0603? | P Bldg Actuated Butterfly Valve maintenance 6 Monthly for
TAB-PLT-02 | 84 | P Blad Angle Valve inspection and Maintenance- Quarterly | TAB-Routine Work Area 1 | TAB-RTE-WA1 | 1000000 | TAB-PRM-V-0711 | P Blad Angle Valve inspection and Maintenance Quarterly for
TAB-PLT-02 | 84 | P Blad Angle Valve inspection and Maintenance- Quarterly | TAB-Routine Work Area 1 | TAB-RTE-WA1 | 2000000 | TAB-PRM-V-0712 | P Blad Angle Valve inspection and Maintenance Quarterly for
TAB-PLT-02 | 84 | P Blad Angle Valve inspection and Maintenance- Quarterly | TAB-Routine Work Area 1 | TAB-RTE-WA1 | 5000000 | TAB-PRM-V-0715 | P Blad Angle Valve inspection and Maintenance Quarterly for
TAB-PLT-02 | 84 | P Blad Angle Valve inspection and Maintenance- Quarterly | TAB-Routine Work Area 1 | TAB-RTE-WA1 | 3000000 | TAB-PRM-V-0713 | P Blad Angle Valve inspection and Maintenance Quarterly for
TAB-PLT-02 | 84 | P Blad Angle Valve inspection and Maintenance- Quarterly | TAB-Routine Work Area 1 | TAB-RTE-WA1 | 6000000 | TAB-PRM-V-0716 | P Blad Angle Valve inspection and Maintenance Quarterly for
TAB-PLT-02 | 84 | P Blad Angle Valve inspection and Maintenance- Quarterly | TAB-Routine Work Area 1 | TAB-RTE-WA1 | 4000000 | TAB-PRM-V-0714 | P Blad Angle Valve inspection and Maintenance Quarterly for
TAB-PLT-02 | 84 | P Blad Angle Valve inspection and Maintenance- Quarterly | TAB-Routine Work Area 1 | TAB-RTE-WA1 | 7000000 | TAB-PRM-V-0717 | P Blad Angle Valve inspection and Maintenance Quarterly for
TAB-PLT-02 | 84 | P Blad Angle Valve inspection and Maintenance- Quarterly | TAB-Routine Work Area 1 | TAB-RTE-WA1 | 9000000 | TAB-PRM-V-0719 | P Blad Angle Valve inspection and Maintenance Quarterly for
TAB-PLT-02 | 84 | P Blad Angle Valve inspection and Maintenance- Quarterly | TAB-Routine Work Area 1 | TAB-RTE-WA1 | 8000000 | TAB-PRM-V-0719 | P Blad Angle Valve inspection and Maintenance Quarterly for
TAB-PLT-02 | 84 | P Blad Angle Valve inspection and Maintenance- Quarterly | TAB-Routine Work Area 1 | TAB-RTE-WA1 | 11000000 | TAB-PRM-V-0721 | P Blad Angle Valve inspection and Maintenance Quarterly for
TAB-PLT-02 | 84 | P Blad Angle Valve inspection and Maintenance- Quarterly | TAB-Routine Work Area 1 | TAB-RTE-WA1 | 10000000 | TAB-PRM-V-0720 | P Blad Angle Valve inspection and Maintenance Quarterly for
TAB-PLT-02 | 84 | P Blad Angle Valve inspection and Maintenance- Quarterly | TAB-Routine Work Area 1 | TAB-RTE-WA1 | 12000000 | TAB-PRM-V-0722 | P Blad Angle Valve inspection and Maintenance Quarterly for
TAB-PLT-02 | 84 | P Blad Angle Valve inspection and Maintenance- Quarterly | TAB-Routine Work Area 1 | TAB-RTE-WA1 | 13000000 | TAB-PRM-V-0723 | P Blad Angle Valve inspection and Maintenance Quarterly for
TAB-PLT-02 | 84 | P Blad Angle Valve inspection and Maintenance- Quarterly | TAB-Routine Work Area 1 | TAB-RTE-WA1 | 14000000 | TAB-PRM-V-0724 | P Blad Angle Valve inspection and Maintenance Quarterly for
TAB-PLT-02 | 84 | P Blad Angle Valve inspection and Maintenance- Quarterly | TAB-Routine Work Area 1 | TAB-RTE-WA1 | 16000000 | TAB-PRM-V-0726 | P Blad Angle Valve inspection and Maintenance Quarterly for
TAB-PLT-02 | 84 | P Blad Angle Valve inspection and Maintenance- Quarterly | TAB-Routine Work Area 1 | TAB-RTE-WA1 | 15000000 | TAB-PRM-V-0725 | P Blad Angle Valve inspection and Maintenance Quarterly for
TAB-PLT-02 | 84 | P Blad Angle Valve inspection and Maintenance- Quarterly | TAB-Routine Work Area 1 | TAB-RTE-WA1 | 19000000 | TAB-PRM-V-0811 | P Blad Angle Valve inspection and Maintenance Quarterly for
TAB-PLT-02 | 84 | P Blad Angle Valve inspection and Maintenance- Quarterly | TAB-Routine Work Area 1 | TAB-RTE-WA1 | 17000000 | TAB-PRM-V-0727 | P Blad Angle Valve inspection and Maintenance Quarterly for
TAB-PLT-02 | 84 | P Blad Angle Valve inspection and Maintenance- Quarterly | TAB-Routine Work Area 1 | TAB-RTE-WA1 | 20000000 | TAB-PRM-V-0812 | P Blad Angle Valve inspection and Maintenance Quarterly for
TAB-PLT-02 | 84 | P Blad Angle Valve inspection and Maintenance- Quarterly | TAB-Routine Work Area 1 | TAB-RTE-WA1 | 18000000 | TAB-PRM-V-0728 | P Blad Angle Valve inspection and Maintenance Quarterly for
TAB-PLT-02 | 84 | P Blad Angle Valve inspection and Maintenance- Quarterly | TAB-Routine Work Area 1 | TAB-RTE-WA1 | 21000000 | TAB-PRM-V-0813 | P Blad Angle Valve inspection and Maintenance Quarterly for
TAB-PLT-02 | 84 | P Blad Angle Valve inspection and Maintenance- Quarterly | TAB-Routine Work Area 1 | TAB-RTE-WA1 | 22000000 | TAB-PRM-V-0814 | P Blad Angle Valve inspection and Maintenance Quarterly for
TAB-PLT-02 | 84 | P Blad Angle Valve inspection and Maintenance- Quarterly | TAB-Routine Work Area 1 | TAB-RTE-WA1 | 26000000 | TAB-PRM-V-0818 | P Blad Angle Valve inspection and Maintenance Quarterly for
TAB-PLT-02 | 84 | P Blad Angle Valve inspection and Maintenance- Quarterly | TAB-Routine Work Area 1 | TAB-RTE-WA1 | 23000000 | TAB-PRM-V-0815 | P Blad Angle Valve inspection and Maintenance Quarterly for
TAB-PLT-02 | 84 | P Blad Angle Valve inspection and Maintenance- Quarterly | TAB-Routine Work Area 1 | TAB-RTE-WA1 | 27000000 | TAB-PRM-V-0819 | P Blad Angle Valve inspection and Maintenance Quarterly for
TAB-PLT-02 | 84 | P Blad Angle Valve inspection and Maintenance- Quarterly | TAB-Routine Work Area 1 | TAB-RTE-WA1 | 24000000 | TAB-PRM-V-0816 | P Blad Angle Valve inspection and Maintenance Quarterly for
TAB-PLT-02 | 84 | P Blad Angle Valve inspection and Maintenance- Quarterly | TAB-Routine Work Area 1 | TAB-RTE-WA1 | 29000000 | TAB-PRM-V-0821 | P Blad Angle Valve inspection and Maintenance Quarterly for
TAB-PLT-02 | 84 | P Blad Angle Valve inspection and Maintenance- Quarterly | TAB-Routine Work Area 1 | TAB-RTE-WA1 | 25000000 | TAB-PRM-V-0817 | P Blad Angle Valve inspection and Maintenance Quarterly for
TAB-PLT-02 | 84 | P Blad Angle Valve inspection and Maintenance- Quarterly | TAB-Routine Work Area 1 | TAB-RTE-WA1 | 31000000 | TAB-PRM-V-0823 | P Blad Angle Valve inspection and Maintenance Quarterly for
TAB-PLT-02 | 84 | P Blad Angle Valve inspection and Maintenance- Quarterly | TAB-Routine Work Area 1 | TAB-RTE-WA1 | 28000000 | TAB-PRM-V-0820 | P Blad Angle Valve inspection and Maintenance Quarterly for
TAB-PLT-02 | 84 | P Blad Angle Valve inspection and Maintenance- Quarterly | TAB-Routine Work Area 1 | TAB-RTE-WA1 | 32000000 | TAB-PRM-V-0824 | P Blad Angle Valve inspection and Maintenance Quarterly for
TAB-PLT-02 | 84 | P Blad Angle Valve inspection and Maintenance- Quarterly | TAB-Routine Work Area 1 | TAB-RTE-WA1 | 30000000 | TAB-PRM-V-0822 | P Blad Angle Valve inspection and Maintenance Quarterly for
TAB-PLT-02 | 84 | P Blad Angle Valve inspection and Maintenance- Quarterly | TAB-Routine Work Area 1 | TAB-RTE-WA1 | 34000000 | TAB-PRM-V-0826 | P Blad Angle Valve inspection and Maintenance Quarterly for
TAB-PLT-02 | 84 | P Blad Angle Valve inspection and Maintenance- Quarterly | TAB-Routine Work Area 1 | TAB-RTE-WA1 | 33000000 | TAB-PRM-V-0825 | P Blad Angle Valve inspection and Maintenance Quarterly for
TAB-PLT-02 | 84 | P Blad Angle Valve inspection and Maintenance- Quarterly | TAB-Routine Work Area 1 | TAB-RTE-WA1 | 38000000 | TAB-PRM-V-0831 | P Blad Angle Valve inspection and Maintenance Quarterly for
TAB-PLT-02 | 84 | P Blad Angle Valve inspection and Maintenance- Quarterly | TAB-Routine Work Area 1 | TAB-RTE-WA1 | 35000000 | TAB-PRM-V-0827 | P Blad Angle Valve inspection and Maintenance Quarterly for
TAB-PLT-02 | 84 | P Blad Angle Valve inspection and Maintenance- Quarterly | TAB-Routine Work Area 1 | TAB-RTE-WA1 | 39000000 | TAB-PRM-V-0911 | P Blad Angle Valve inspection and Maintenance Quarterly for
TAB-PLT-02 | 84 | P Blad Angle Valve inspection and Maintenance- Quarterly | TAB-Routine Work Area 1 | TAB-RTE-WA1 | 36000000 | TAB-PRM-V-0828 | P Blad Angle Valve inspection and Maintenance Quarterly for
TAB-PLT-02 | 84 | P Blad Angle Valve inspection and Maintenance- Quarterly | TAB-Routine Work Area 1 | TAB-RTE-WA1 | 41000000 | TAB-PRM-V-0913 | P Blad Angle Valve inspection and Maintenance Quarterly for
TAB-PLT-02 | 84 | P Blad Angle Valve inspection and Maintenance- Quarterly | TAB-Routine Work Area 1 | TAB-RTE-WA1 | 37000000 | TAB-PRM-V-0830 | P Blad Angle Valve inspection and Maintenance Quarterly for
TAB-PLT-02 | 84 | P Blad Angle Valve inspection and Maintenance- Quarterly | TAB-Routine Work Area 1 | TAB-RTE-WA1 | 42000000 | TAB-PRM-V-0914 | P Blad Angle Valve inspection and Maintenance Quarterly for
TAB-PLT-02 | 84 | P Blad Angle Valve inspection and Maintenance- Quarterly | TAB-Routine Work Area 1 | TAB-RTE-WA1 | 40000000 | TAB-PRM-V-0912 | P Blad Angle Valve inspection and Maintenance Quarterly for
TAB-PLT-02 | 84 | P Blad Angle Valve inspection and Maintenance- Quarterly | TAB-Routine Work Area 1 | TAB-RTE-WA1 | 44000000 | TAB-PRM-V-0916 | P Blad Angle Valve inspection and Maintenance Quarterly for
TAB-PLT-02 | 84 | P Blad Angle Valve inspection and Maintenance- Quarterly | TAB-Routine Work Area 1 | TAB-RTE-WA1 | 43000000 | TAB-PRM-V-0915 | P Blad Angle Valve inspection and Maintenance Quarterly for
TAB-PLT-02 | 84 | P Blad Angle Valve inspection and Maintenance- Quarterly | TAB-Routine Work Area 1 | TAB-RTE-WA1 | 45000000 | TAB-PRM-V-0917 | P Blad Angle Valve inspection and Maintenance Quarterly for
TAB-PLT-02 | 84 | P Blad Angle Valve inspection and Maintenance- Quarterly | TAB-Routine Work Area 1 | TAB-RTE-WA1 | 46000000 | TAB-PRM-V-0918 | P Blad Angle Valve inspection and Maintenance Quarterly for
TAB-PLT-02 | 84 | P Blad Angle Valve inspection and Maintenance- Quarterly | TAB-Routine Work Area 1 | TAB-RTE-WA1 | 47000000 | TAB-PRM-V-0919 | P Blad Angle Valve inspection and Maintenance Quarterly for
TAB-PLT-02 | 87 | P Bldg- Check Biofilter Media moisture content, and pH (Legislative) | TAB-Routine Work Area 1 | TAB-RTE-WA1 | 1000000 | TAB-OCS-F-6740 | P Bldg Check Biofilter Media moisture content and pH Legislative for
TAB-PLT-02 | 87 | P Bldg- Check Biofilter Media moisture content, and pH (Legislative) | TAB-Routine Work Area 1 | TAB-RTE-WA1 | 3000000 | TAB-OCS-F-6760 | P Bldg Check Biofilter Media moisture content and pH Legislative for
TAB-PLT-02 | 87 | P Bldg- Check Biofilter Media moisture content, and pH (Legislative) | TAB-Routine Work Area 1 | TAB-RTE-WA1 | 2000000 | TAB-OCS-F-6750 | P Bldg Check Biofilter Media moisture content and pH Legislative for
TAB-PLT-02 | 88 | P Bldg Screen Lubrication - Monday | TAB-Routine Work Area 1 | TAB-RTE-WA1 | 2000000 | TAB-PLT-SC-0280 | P Bldg Screen Lubrication Monday for
TAB-PLT-02 | 88 | P Bldg Screen Lubrication - Monday | TAB-Routine Work Area 1 | TAB-RTE-WA1 | 1000000 | TAB-PLT-SC-0180 | P Bldg Screen Lubrication Monday for
TAB-PLT-02 | 88 | P Bldg Screen Lubrication - Monday | TAB-Routine Work Area 1 | TAB-RTE-WA1 | 4000000 | TAB-PLT-SC-0480 | P Bldg Screen Lubrication Monday for
TAB-PLT-02 | 88 | P Bldg Screen Lubrication - Monday | TAB-Routine Work Area 1 | TAB-RTE-WA1 | 3000000 | TAB-PLT-SC-0380 | P Bldg Screen Lubrication Monday for
TAB-PLT-02 | 88 | P Bldg Screen Lubrication - Monday | TAB-Routine Work Area 1 | TAB-RTE-WA1 | 5000000 | TAB-PLT-SC-0580 | P Bldg Screen Lubrication Monday for
TAB-PLT-02 | 88 | P Bldg Screen Lubrication - Monday | TAB-Routine Work Area 1 | TAB-RTE-WA1 | 6000000 | TAB-PLT-SC-0680 | P Bldg Screen Lubrication Monday for
TAB-PLT-02 | 89 | P Bldg Screen Lubrication -Thursday | TAB-Routine Work Area 1 | TAB-RTE-WA1 | 1000000 | TAB-PLT-SC-0180 | P Bldg Screen Lubrication Thursday for
TAB-PLT-02 | 89 | P Bldg Screen Lubrication -Thursday | TAB-Routine Work Area 1 | TAB-RTE-WA1 | 6000000 | TAB-PLT-SC-0680 | P Bldg Screen Lubrication Thursday for
TAB-PLT-02 | 89 | P Bldg Screen Lubrication -Thursday | TAB-Routine Work Area 1 | TAB-RTE-WA1 | 2000000 | TAB-PLT-SC-0280 | P Bldg Screen Lubrication Thursday for
TAB-PLT-02 | 89 | P Bldg Screen Lubrication -Thursday | TAB-Routine Work Area 1 | TAB-RTE-WA1 | 3000000 | TAB-PLT-SC-0380 | P Bldg Screen Lubrication Thursday for
TAB-PLT-02 | 89 | P Bldg Screen Lubrication -Thursday | TAB-Routine Work Area 1 | TAB-RTE-WA1 | 4000000 | TAB-PLT-SC-0480 | P Bldg Screen Lubrication Thursday for
TAB-PLT-02 | 89 | P Bldg Screen Lubrication -Thursday | TAB-Routine Work Area 1 | TAB-RTE-WA1 | 5000000 | TAB-PLT-SC-0580 | P Bldg Screen Lubrication Thursday for
TAB-PLT-02 | 93 | P Bldg Sampler Inspection and Maintenance- Quarterly | TAB-Routine Work Area 1 | TAB-RTE-WA1 | 1000000 | TAB-PLT-SP-0041 | P Bldg Sampler Inspection and Maintenance Quarterly for
TAB-PLT-02 | 93 | P Bldg Sampler Inspection and Maintenance- Quarterly | TAB-Routine Work Area 1 | TAB-RTE-WA1 | 2000000 | TAB-PRM-SP-0701 | P Bldg Sampler Inspection and Maintenance Quarterly for
TAB-PLT-02 | 94 | P Bldg OCS Biofilter Inspection- 6 Months | TAB-Routine Work Area 1 | TAB-RTE-WA1 | 1000000 | TAB-OCS-F-6740 | P Bldg OCS Biofilter Inspection 6 Months for
TAB-PLT-02 | 94 | P Bldg OCS Biofilter Inspection- 6 Months | TAB-Routine Work Area 1 | TAB-RTE-WA1 | 3000000 | TAB-OCS-F-6760 | P Bldg OCS Biofilter Inspection 6 Months for
TAB-PLT-02 | 94 | P Bldg OCS Biofilter Inspection- 6 Months | TAB-Routine Work Area 1 | TAB-RTE-WA1 | 2000000 | TAB-OCS-F-6750 | P Bldg OCS Biofilter Inspection 6 Months for
TAB-PLT-02 | 95 | P Bldg Bio Filter Humidification Unit heater Maintenance- Quarterly | TAB-Routine Work Area 1 | TAB-RTE-WA1 | 2000000 | TAB-OCS-HTR-6702 | P Bldg Bio Filter Humidification Unit heater Maintenance Quarterly for
TAB-PLT-02 | 95 | P Bldg Bio Filter Humidification Unit heater Maintenance- Quarterly | TAB-Routine Work Area 1 | TAB-RTE-WA1 | 1000000 | TAB-OCS-HTR-6701 | P Bldg Bio Filter Humidification Unit heater Maintenance Quarterly for
TAB-PLT-02 | 96 | P Bldg Bio Filter Humidification Unit Recir. Pump Inspection & maintenance- 6 Months | TAB-Routine Work Area 1 | TAB-RTE-WA1 | 1000000 | TAB-OCS-P-6720 | P Bldg Bio Filter Humidification Unit Recir Pump Inspection maintenance 6 Months for
TAB-PLT-02 | 96 | P Bldg Bio Filter Humidification Unit Recir. Pump Inspection & maintenance- 6 Months | TAB-Routine Work Area 1 | TAB-RTE-WA1 | 2000000 | TAB-OCS-P-6730 | P Bldg Bio Filter Humidification Unit Recir Pump Inspection maintenance 6 Months for
TAB-PLT-02 | 103 | P Bldg Dewatering Pump Lubrication and Inspection- Quarterly | TAB-Routine Work Area 1 | TAB-RTE-WA1 | 1000000 | TAB-PLT-P-0050 | P Bldg Dewatering Pump Lubrication and Inspection Quarterly for
TAB-PLT-02 | 103 | P Bldg Dewatering Pump Lubrication and Inspection- Quarterly | TAB-Routine Work Area 1 | TAB-RTE-WA1 | 2000000 | TAB-PLT-P-0060 | P Bldg Dewatering Pump Lubrication and Inspection Quarterly for
TAB-PLT-02 | 104 | P Bldg Sump Pump Lubrication and Inspection- Quarterly | TAB-Routine Work Area 1 | TAB-RTE-WA1 | 1000000 | TAB-PLT-P-0071 | P Bldg Sump Pump Lubrication and Inspection Quarterly for
TAB-PLT-02 | 104 | P Bldg Sump Pump Lubrication and Inspection- Quarterly | TAB-Routine Work Area 1 | TAB-RTE-WA1 | 2000000 | TAB-PLT-P-0072 | P Bldg Sump Pump Lubrication and Inspection Quarterly for
TAB-PLT-02 | 105 | P Bldg. Plant Water Automatic Strainer Inspection and Maintenance- 6 Months | TAB-Routine Work Area 1 | TAB-RTE-WA1 | 1000000 | TAB-PLT-STR-0001 | P Bldg Plant Water Automatic Strainer Inspection and Maintenance 6 Months for
TAB-PLT-02 | 105 | P Bldg. Plant Water Automatic Strainer Inspection and Maintenance- 6 Months | TAB-Routine Work Area 1 | TAB-RTE-WA1 | 2000000 | TAB-PLT-STR-0002 | P Bldg Plant Water Automatic Strainer Inspection and Maintenance 6 Months for
TAB-PLT-02 | 108 | P Bldg Screen Inspection - Weekly | TAB-Routine Work Area 1 | TAB-RTE-WA1 | 2000000 | TAB-PLT-SC-0280 | P Bldg Screen Inspection Weekly for
TAB-PLT-02 | 108 | P Bldg Screen Inspection - Weekly | TAB-Routine Work Area 1 | TAB-RTE-WA1 | 1000000 | TAB-PLT-SC-0180 | P Bldg Screen Inspection Weekly for
TAB-PLT-02 | 108 | P Bldg Screen Inspection - Weekly | TAB-Routine Work Area 1 | TAB-RTE-WA1 | 5000000 | TAB-PLT-SC-0580 | P Bldg Screen Inspection Weekly for
TAB-PLT-02 | 108 | P Bldg Screen Inspection - Weekly | TAB-Routine Work Area 1 | TAB-RTE-WA1 | 3000000 | TAB-PLT-SC-0380 | P Bldg Screen Inspection Weekly for
TAB-PLT-02 | 108 | P Bldg Screen Inspection - Weekly | TAB-Routine Work Area 1 | TAB-RTE-WA1 | 6000000 | TAB-PLT-SC-0680 | P Bldg Screen Inspection Weekly for
TAB-PLT-02 | 108 | P Bldg Screen Inspection - Weekly | TAB-Routine Work Area 1 | TAB-RTE-WA1 | 4000000 | TAB-PLT-SC-0480 | P Bldg Screen Inspection Weekly for
TAB-PLT-02 | 109 | P Bldg Washer Compactor Inspection & Maintenance-Weekly | TAB-Routine Work Area 1 | TAB-RTE-WA1 | 1000000 | TAB-PLT-CMP-0150 | P Bldg Washer Compactor Inspection MaintenanceWeekly for
TAB-PLT-02 | 109 | P Bldg Washer Compactor Inspection & Maintenance-Weekly | TAB-Routine Work Area 1 | TAB-RTE-WA1 | 2000000 | TAB-PLT-CMP-0250 | P Bldg Washer Compactor Inspection MaintenanceWeekly for
TAB-PLT-02 | 109 | P Bldg Washer Compactor Inspection & Maintenance-Weekly | TAB-Routine Work Area 1 | TAB-RTE-WA1 | 3000000 | TAB-PLT-CMP-0350 | P Bldg Washer Compactor Inspection MaintenanceWeekly for
TAB-PLT-02 | 109 | P Bldg Washer Compactor Inspection & Maintenance-Weekly | TAB-Routine Work Area 1 | TAB-RTE-WA1 | 4000000 | TAB-PLT-CMP-0450 | P Bldg Washer Compactor Inspection MaintenanceWeekly for
TAB-PLT-02 | 110 | P Bldg Washer Compactor Inspection & Maintenance-Quarterly | TAB-Routine Work Area 1 | TAB-RTE-WA1 | 1000000 | TAB-PLT-CMP-0150 | P Bldg Washer Compactor Inspection MaintenanceQuarterly for
TAB-PLT-02 | 110 | P Bldg Washer Compactor Inspection & Maintenance-Quarterly | TAB-Routine Work Area 1 | TAB-RTE-WA1 | 2000000 | TAB-PLT-CMP-0250 | P Bldg Washer Compactor Inspection MaintenanceQuarterly for
TAB-PLT-02 | 110 | P Bldg Washer Compactor Inspection & Maintenance-Quarterly | TAB-Routine Work Area 1 | TAB-RTE-WA1 | 3000000 | TAB-PLT-CMP-0350 | P Bldg Washer Compactor Inspection MaintenanceQuarterly for
TAB-PLT-02 | 110 | P Bldg Washer Compactor Inspection & Maintenance-Quarterly | TAB-Routine Work Area 1 | TAB-RTE-WA1 | 4000000 | TAB-PLT-CMP-0450 | P Bldg Washer Compactor Inspection MaintenanceQuarterly for
TAB-PLT-02 | 115 | P bldg Grit Conveyor Inspection- Weekly | TAB-Routine Work Area 1 | TAB-RTE-WA1 | 1000000 | TAB-PLT-CV-0100 | P bldg Grit Conveyor Inspection Weekly for
TAB-PLT-02 | 115 | P bldg Grit Conveyor Inspection- Weekly | TAB-Routine Work Area 1 | TAB-RTE-WA1 | 2000000 | TAB-PLT-CV-0200 | P bldg Grit Conveyor Inspection Weekly for
TAB-PLT-02 | 115 | P bldg Grit Conveyor Inspection- Weekly | TAB-Routine Work Area 1 | TAB-RTE-WA1 | 3000000 | TAB-PLT-CV-0300 | P bldg Grit Conveyor Inspection Weekly for
TAB-PLT-02 | 117 | P Bldg. Grit Conveyor Inspection - 6 Months | TAB-Routine Work Area 1 | TAB-RTE-WA1 | 1000000 | TAB-PLT-CV-0100 | P Bldg Grit Conveyor Inspection 6 Months for
TAB-PLT-02 | 117 | P Bldg. Grit Conveyor Inspection - 6 Months | TAB-Routine Work Area 1 | TAB-RTE-WA1 | 2000000 | TAB-PLT-CV-0200 | P Bldg Grit Conveyor Inspection 6 Months for
TAB-PLT-02 | 117 | P Bldg. Grit Conveyor Inspection - 6 Months | TAB-Routine Work Area 1 | TAB-RTE-WA1 | 3000000 | TAB-PLT-CV-0300 | P Bldg Grit Conveyor Inspection 6 Months for
TAB-PLT-03 | 5 | Instrumentation Task- Yearly (M&T Building) | Transmitter,Level Differential Indication, Screen SC-2011 | TAB-RSP-LDIT-0101 | 1000000 | TAB-RSP-LDIT-0101 | Calibration of level transmitter
TAB-PLT-03 | 5 | Instrumentation Task- Yearly (M&T Building) | Transmitter,Level Differential Indication, Screen SC-2011 | TAB-RSP-LDIT-0101 | 2000000 | TAB-RSP-LDIT-0201 | Calibration of level transmitter
TAB-PLT-03 | 5 | Instrumentation Task- Yearly (M&T Building) | Transmitter,Level Differential Indication, Screen SC-2011 | TAB-RSP-LDIT-0101 | 3000000 | TAB-RSP-LDIT-0301 | Calibration of level transmitter
TAB-PLT-03 | 5 | Instrumentation Task- Yearly (M&T Building) | Transmitter,Level Differential Indication, Screen SC-2011 | TAB-RSP-LDIT-0101 | 4000000 | TAB-RSP-LDIT-0401 | Calibration of level transmitter
TAB-PLT-03 | 5 | Instrumentation Task- Yearly (M&T Building) | Transmitter,Level Differential Indication, Screen SC-2011 | TAB-RSP-LDIT-0101 | 5000000 | TAB-RSP-LDIT-0501 | Calibration of level transmitter
TAB-PLT-03 | 5 | Instrumentation Task- Yearly (M&T Building) | Transmitter,Level Differential Indication, Screen SC-2011 | TAB-RSP-LDIT-0101 | 6000000 | TAB-RSP-LDIT-0601 | Calibration of level transmitter
TAB-PLT-03 | 9 | Replace the valve actuator RAM battery- 2 Years (M&T Bldg) | Gate Valve, MGV2 Motorized Drains Conduit # 4 to Low Level | TAB-RSP-V-0008 | 1000000 | TAB-RSP-V-0008 | Replace the valve actuator RAM battery
TAB-PLT-03 | 9 | Replace the valve actuator RAM battery- 2 Years (M&T Bldg) | Gate Valve, MGV2 Motorized Drains Conduit # 4 to Low Level | TAB-RSP-V-0008 | 2000000 | TAB-RSP-V-0009 | Replace the valve actuator RAM battery
TAB-PLT-03 | 9 | Replace the valve actuator RAM battery- 2 Years (M&T Bldg) | Gate Valve, MGV2 Motorized Drains Conduit # 4 to Low Level | TAB-RSP-V-0008 | 3000000 | TAB-RSP-V-0010 | Replace the valve actuator RAM battery
TAB-PLT-03 | 9 | Replace the valve actuator RAM battery- 2 Years (M&T Bldg) | Gate Valve, MGV2 Motorized Drains Conduit # 4 to Low Level | TAB-RSP-V-0008 | 4000000 | TAB-RSP-V-0022 | Replace the valve actuator RAM battery
TAB-PLT-03 | 9 | Replace the valve actuator RAM battery- 2 Years (M&T Bldg) | Gate Valve, MGV2 Motorized Drains Conduit # 4 to Low Level | TAB-RSP-V-0008 | 5000000 | TAB-RSP-V-0023 | Replace the valve actuator RAM battery
TAB-PLT-03 | 9 | Replace the valve actuator RAM battery- 2 Years (M&T Bldg) | Gate Valve, MGV2 Motorized Drains Conduit # 4 to Low Level | TAB-RSP-V-0008 | 6000000 | TAB-RSP-V-0031 | Replace the valve actuator RAM battery
TAB-PLT-03 | 9 | Replace the valve actuator RAM battery- 2 Years (M&T Bldg) | Gate Valve, MGV2 Motorized Drains Conduit # 4 to Low Level | TAB-RSP-V-0008 | 12000000 | TAB-RSP-V-1220A | Replace the valve actuator RAM battery
TAB-PLT-03 | 9 | Replace the valve actuator RAM battery- 2 Years (M&T Bldg) | Gate Valve, MGV2 Motorized Drains Conduit # 4 to Low Level | TAB-RSP-V-0008 | 7000000 | TAB-RSP-V-0032 | Replace the valve actuator RAM battery
TAB-PLT-03 | 9 | Replace the valve actuator RAM battery- 2 Years (M&T Bldg) | Gate Valve, MGV2 Motorized Drains Conduit # 4 to Low Level | TAB-RSP-V-0008 | 13000000 | TAB-RSP-V-1230A | Replace the valve actuator RAM battery
TAB-PLT-03 | 9 | Replace the valve actuator RAM battery- 2 Years (M&T Bldg) | Gate Valve, MGV2 Motorized Drains Conduit # 4 to Low Level | TAB-RSP-V-0008 | 8000000 | TAB-RSP-V-0041 | Replace the valve actuator RAM battery
TAB-PLT-03 | 9 | Replace the valve actuator RAM battery- 2 Years (M&T Bldg) | Gate Valve, MGV2 Motorized Drains Conduit # 4 to Low Level | TAB-RSP-V-0008 | 14000000 | TAB-RSP-V-1240A | Replace the valve actuator RAM battery
TAB-PLT-03 | 9 | Replace the valve actuator RAM battery- 2 Years (M&T Bldg) | Gate Valve, MGV2 Motorized Drains Conduit # 4 to Low Level | TAB-RSP-V-0008 | 9000000 | TAB-RSP-V-0042 | Replace the valve actuator RAM battery
TAB-PLT-03 | 9 | Replace the valve actuator RAM battery- 2 Years (M&T Bldg) | Gate Valve, MGV2 Motorized Drains Conduit # 4 to Low Level | TAB-RSP-V-0008 | 15000000 | TAB-RSP-V-1250A | Replace the valve actuator RAM battery
TAB-PLT-03 | 9 | Replace the valve actuator RAM battery- 2 Years (M&T Bldg) | Gate Valve, MGV2 Motorized Drains Conduit # 4 to Low Level | TAB-RSP-V-0008 | 10000000 | TAB-RSP-V-0101 | Replace the valve actuator RAM battery
TAB-PLT-03 | 9 | Replace the valve actuator RAM battery- 2 Years (M&T Bldg) | Gate Valve, MGV2 Motorized Drains Conduit # 4 to Low Level | TAB-RSP-V-0008 | 16000000 | TAB-RSP-V-2201A | Replace the valve actuator RAM battery
TAB-PLT-03 | 9 | Replace the valve actuator RAM battery- 2 Years (M&T Bldg) | Gate Valve, MGV2 Motorized Drains Conduit # 4 to Low Level | TAB-RSP-V-0008 | 11000000 | TAB-RSP-V-1210A | Replace the valve actuator RAM battery
TAB-PLT-03 | 9 | Replace the valve actuator RAM battery- 2 Years (M&T Bldg) | Gate Valve, MGV2 Motorized Drains Conduit # 4 to Low Level | TAB-RSP-V-0008 | 17000000 | TAB-RSP-V-2202A | Replace the valve actuator RAM battery
TAB-PLT-03 | 9 | Replace the valve actuator RAM battery- 2 Years (M&T Bldg) | Gate Valve, MGV2 Motorized Drains Conduit # 4 to Low Level | TAB-RSP-V-0008 | 21000000 | TAB-RSP-V-2204B | Replace the valve actuator RAM battery
TAB-PLT-03 | 9 | Replace the valve actuator RAM battery- 2 Years (M&T Bldg) | Gate Valve, MGV2 Motorized Drains Conduit # 4 to Low Level | TAB-RSP-V-0008 | 18000000 | TAB-RSP-V-2202B | Replace the valve actuator RAM battery
TAB-PLT-03 | 9 | Replace the valve actuator RAM battery- 2 Years (M&T Bldg) | Gate Valve, MGV2 Motorized Drains Conduit # 4 to Low Level | TAB-RSP-V-0008 | 23000000 | TAB-RSP-V-2206B | Replace the valve actuator RAM battery
TAB-PLT-03 | 9 | Replace the valve actuator RAM battery- 2 Years (M&T Bldg) | Gate Valve, MGV2 Motorized Drains Conduit # 4 to Low Level | TAB-RSP-V-0008 | 19000000 | TAB-RSP-V-2203A | Replace the valve actuator RAM battery
TAB-PLT-03 | 9 | Replace the valve actuator RAM battery- 2 Years (M&T Bldg) | Gate Valve, MGV2 Motorized Drains Conduit # 4 to Low Level | TAB-RSP-V-0008 | 25000000 | TAB-RSP-V-2207B | Replace the valve actuator RAM battery
TAB-PLT-03 | 9 | Replace the valve actuator RAM battery- 2 Years (M&T Bldg) | Gate Valve, MGV2 Motorized Drains Conduit # 4 to Low Level | TAB-RSP-V-0008 | 20000000 | TAB-RSP-V-2204A | Replace the valve actuator RAM battery
TAB-PLT-03 | 9 | Replace the valve actuator RAM battery- 2 Years (M&T Bldg) | Gate Valve, MGV2 Motorized Drains Conduit # 4 to Low Level | TAB-RSP-V-0008 | 22000000 | TAB-RSP-V-2205B | Replace the valve actuator RAM battery
TAB-PLT-03 | 9 | Replace the valve actuator RAM battery- 2 Years (M&T Bldg) | Gate Valve, MGV2 Motorized Drains Conduit # 4 to Low Level | TAB-RSP-V-0008 | 24000000 | TAB-RSP-V-2207B | Replace the valve actuator RAM battery
TAB-PLT-03 | 9 | Replace the valve actuator RAM battery- 2 Years (M&T Bldg) | Gate Valve, MGV2 Motorized Drains Conduit # 4 to Low Level | TAB-RSP-V-0008 | 26000000 | TAB-RSP-V-2208B | Replace the valve actuator RAM battery
TAB-PLT-03 | 9 | Replace the valve actuator RAM battery- 2 Years (M&T Bldg) | Gate Valve, MGV2 Motorized Drains Conduit # 4 to Low Level | TAB-RSP-V-0008 | 27000000 | TAB-RSP-V-2209B | Replace the valve actuator RAM battery
TAB-PLT-03 | 9 | Replace the valve actuator RAM battery- 2 Years (M&T Bldg) | Gate Valve, MGV2 Motorized Drains Conduit # 4 to Low Level | TAB-RSP-V-0008 | 28000000 | TAB-RSP-V-2210B | Replace the valve actuator RAM battery
TAB-PLT-03 | 19 | Lubricate the pump motor bearings- Quarterly | TAB-Routine Work Area 1 | TAB-RTE-WA1 | 1000000 | TAB-PLT-P-1460 | Lubricate the pump motor bearings Quarterly for
TAB-PLT-03 | 19 | Lubricate the pump motor bearings- Quarterly | TAB-Routine Work Area 1 | TAB-RTE-WA1 | 2000000 | TAB-PLT-P-1470 | Lubricate the pump motor bearings Quarterly for
TAB-PLT-03 | 19 | Lubricate the pump motor bearings- Quarterly | TAB-Routine Work Area 1 | TAB-RTE-WA1 | 4000000 | TAB-PLT-P-1600 | Lubricate the pump motor bearings Quarterly for
TAB-PLT-03 | 19 | Lubricate the pump motor bearings- Quarterly | TAB-Routine Work Area 1 | TAB-RTE-WA1 | 3000000 | TAB-PLT-P-1500 | Lubricate the pump motor bearings Quarterly for
TAB-PLT-03 | 19 | Lubricate the pump motor bearings- Quarterly | TAB-Routine Work Area 1 | TAB-RTE-WA1 | 6000000 | TAB-PLT-P-1800 | Lubricate the pump motor bearings Quarterly for
TAB-PLT-03 | 19 | Lubricate the pump motor bearings- Quarterly | TAB-Routine Work Area 1 | TAB-RTE-WA1 | 5000000 | TAB-PLT-P-1700 | Lubricate the pump motor bearings Quarterly for
TAB-PLT-03 | 19 | Lubricate the pump motor bearings- Quarterly | TAB-Routine Work Area 1 | TAB-RTE-WA1 | 7000000 | TAB-PLT-P-1900 | Lubricate the pump motor bearings Quarterly for
TAB-PLT-03 | 19 | Lubricate the pump motor bearings- Quarterly | TAB-Routine Work Area 1 | TAB-RTE-WA1 | 8000000 | TAB-PLT-P-2000 | Lubricate the pump motor bearings Quarterly for
TAB-PLT-03 | 19 | Lubricate the pump motor bearings- Quarterly | TAB-Routine Work Area 1 | TAB-RTE-WA1 | 11000000 | TAB-PLT-P-2300 | Lubricate the pump motor bearings Quarterly for
TAB-PLT-03 | 19 | Lubricate the pump motor bearings- Quarterly | TAB-Routine Work Area 1 | TAB-RTE-WA1 | 9000000 | TAB-PLT-P-2100 | Lubricate the pump motor bearings Quarterly for
TAB-PLT-03 | 19 | Lubricate the pump motor bearings- Quarterly | TAB-Routine Work Area 1 | TAB-RTE-WA1 | 12000000 | TAB-PLT-P-2400 | Lubricate the pump motor bearings Quarterly for
TAB-PLT-03 | 19 | Lubricate the pump motor bearings- Quarterly | TAB-Routine Work Area 1 | TAB-RTE-WA1 | 10000000 | TAB-PLT-P-2200 | Lubricate the pump motor bearings Quarterly for
TAB-PLT-03 | 19 | Lubricate the pump motor bearings- Quarterly | TAB-Routine Work Area 1 | TAB-RTE-WA1 | 13000000 | TAB-PLT-P-2500 | Lubricate the pump motor bearings Quarterly for
TAB-PLT-03 | 19 | Lubricate the pump motor bearings- Quarterly | TAB-Routine Work Area 1 | TAB-RTE-WA1 | 15000000 | TAB-PLT-P-2700 | Lubricate the pump motor bearings Quarterly for
TAB-PLT-03 | 19 | Lubricate the pump motor bearings- Quarterly | TAB-Routine Work Area 1 | TAB-RTE-WA1 | 14000000 | TAB-PLT-P-2600 | Lubricate the pump motor bearings Quarterly for
TAB-PLT-03 | 19 | Lubricate the pump motor bearings- Quarterly | TAB-Routine Work Area 1 | TAB-RTE-WA1 | 16000000 | TAB-PLT-P-2800 | Lubricate the pump motor bearings Quarterly for
TAB-PLT-03 | 19 | Lubricate the pump motor bearings- Quarterly | TAB-Routine Work Area 1 | TAB-RTE-WA1 | 17000000 | TAB-PLT-P-6001 | Lubricate the pump motor bearings Quarterly for
TAB-PLT-03 | 19 | Lubricate the pump motor bearings- Quarterly | TAB-Routine Work Area 1 | TAB-RTE-WA1 | 18000000 | TAB-PLT-P-6002 | Lubricate the pump motor bearings Quarterly for
TAB-PLT-03 | 21 | Clean VFD cabinet filters- Semi Annual | TAB-Routine Work Area 1 | TAB-RTE-WA1 | 1000000 | TAB-PLT-GDR-1450 | Clean VFD cabinet filters Semi Annual for
TAB-PLT-03 | 21 | Clean VFD cabinet filters- Semi Annual | TAB-Routine Work Area 1 | TAB-RTE-WA1 | 3000000 | TAB-PLT-FN-6020 | Clean VFD cabinet filters Semi Annual for
TAB-PLT-03 | 21 | Clean VFD cabinet filters- Semi Annual | TAB-Routine Work Area 1 | TAB-RTE-WA1 | 2000000 | TAB-PLT-FN-6010 | Clean VFD cabinet filters Semi Annual for
TAB-PLT-03 | 46 | UPS Replacement - 4 Years | TAB-Routine Work Area 1 | TAB-RTE-WA1 | 2000000 | TAB-PLT-UPS-0402 | Replace the RPU UPS for
TAB-PLT-03 | 46 | UPS Replacement - 4 Years | TAB-Routine Work Area 1 | TAB-RTE-WA1 | 1000000 | TAB-PLT-UPS-0401 | Replace the RPU UPS for
TAB-PLT-03 | 47 | Biofilter Fan Inspection & Maintenance - 5 Years | TAB-Routine Work Area 1 | TAB-RTE-WA1 | 1000000 | TAB-PLT-FN-6010 | Test the fan efficiency for
TAB-PLT-03 | 47 | Biofilter Fan Inspection & Maintenance - 5 Years | TAB-Routine Work Area 1 | TAB-RTE-WA1 | 2000000 | TAB-PLT-FN-6020 | Test the fan efficiency for
TAB-PLT-03 | 48 | Inspection and Verification of Instrument (D-Bldg Biofilter) - Legislative- Quarterly | TAB-Routine Work Area 1 | TAB-RTE-WA1 | 2000000 | TAB-PLT-TIT-6002 | Inspect and Verify Transmitter for TAB
TAB-PLT-03 | 48 | Inspection and Verification of Instrument (D-Bldg Biofilter) - Legislative- Quarterly | TAB-Routine Work Area 1 | TAB-RTE-WA1 | 3000000 | TAB-PLT-TIT-6101 | Inspect and Verify Transmitter for TAB
TAB-PLT-03 | 48 | Inspection and Verification of Instrument (D-Bldg Biofilter) - Legislative- Quarterly | TAB-Routine Work Area 1 | TAB-RTE-WA1 | 4000000 | TAB-PLT-TIT-6301 | Inspect and Verify Transmitter for TAB
TAB-PLT-03 | 48 | Inspection and Verification of Instrument (D-Bldg Biofilter) - Legislative- Quarterly | TAB-Routine Work Area 1 | TAB-RTE-WA1 | 1000000 | TAB-PLT-TIT-6001 | Inspect and Verify Transmitter for TAB
TAB-PLT-03 | 48 | Inspection and Verification of Instrument (D-Bldg Biofilter) - Legislative- Quarterly | TAB-Routine Work Area 1 | TAB-RTE-WA1 | 5000000 | TAB-PLT-TIT-6301 | Inspect and Verify Transmitter for TAB
TAB-PLT-03 | 48 | Inspection and Verification of Instrument (D-Bldg Biofilter) - Legislative- Quarterly | TAB-Routine Work Area 1 | TAB-RTE-WA1 | 6000000 | TAB-PLT-TIT-6401 | Inspect and Verify Transmitter for TAB
TAB-PLT-03 | 49 | P Bldg Grit Air Blower Flow Transmitter - Inspection | TAB-Routine Work Area 1 | TAB-RTE-WA1 | 1000000 | TAB-PLT-FIT-0531 | P Bldg Grit Air Blower Flow Transmitter Inspection for
TAB-PLT-03 | 49 | P Bldg Grit Air Blower Flow Transmitter - Inspection | TAB-Routine Work Area 1 | TAB-RTE-WA1 | 2000000 | TAB-PLT-FIT-0551 | P Bldg Grit Air Blower Flow Transmitter Inspection for
TAB-PLT-03 | 51 | P Bldg Classifier Motor Inspection- Quarterly | TAB-Routine Work Area 1 | TAB-RTE-WA1 | 1000000 | TAB-PLT-CL-0770 | P Bldg Classifier Motor Inspection Quarterly for
TAB-PLT-03 | 51 | P Bldg Classifier Motor Inspection- Quarterly | TAB-Routine Work Area 1 | TAB-RTE-WA1 | 2000000 | TAB-PLT-CL-0870 | P Bldg Classifier Motor Inspection Quarterly for
TAB-PLT-03 | 53 | P Bldg Grit Tank Flow Transmitter Inspection- Annual | TAB-Routine Work Area 1 | TAB-RTE-WA1 | 4000000 | TAB-PLT-FIT-0401 | P Bldg Grit Tank Flow Transmitter Inspection Annual for
TAB-PLT-03 | 53 | P Bldg Grit Tank Flow Transmitter Inspection- Annual | TAB-Routine Work Area 1 | TAB-RTE-WA1 | 1000000 | TAB-PLT-FIT-0101 | P Bldg Grit Tank Flow Transmitter Inspection Annual for
TAB-PLT-03 | 53 | P Bldg Grit Tank Flow Transmitter Inspection- Annual | TAB-Routine Work Area 1 | TAB-RTE-WA1 | 5000000 | TAB-PLT-FIT-0501 | P Bldg Grit Tank Flow Transmitter Inspection Annual for
TAB-PLT-03 | 53 | P Bldg Grit Tank Flow Transmitter Inspection- Annual | TAB-Routine Work Area 1 | TAB-RTE-WA1 | 2000000 | TAB-PLT-FIT-0201 | P Bldg Grit Tank Flow Transmitter Inspection Annual for
TAB-PLT-03 | 53 | P Bldg Grit Tank Flow Transmitter Inspection- Annual | TAB-Routine Work Area 1 | TAB-RTE-WA1 | 6000000 | TAB-PLT-FIT-0601 | P Bldg Grit Tank Flow Transmitter Inspection Annual for
TAB-PLT-03 | 53 | P Bldg Grit Tank Flow Transmitter Inspection- Annual | TAB-Routine Work Area 1 | TAB-RTE-WA1 | 3000000 | TAB-PLT-FIT-0301 | P Bldg Grit Tank Flow Transmitter Inspection Annual for
TAB-PLT-03 | 54 | P Bldg Bypass Flow Transmitter Inspection- Annual | TAB-Routine Work Area 1 | TAB-RTE-WA1 | 1000000 | TAB-PLT-FIT-0031 | P Bldg Bypass Flow Transmitter Inspection Annual for
TAB-PLT-03 | 54 | P Bldg Bypass Flow Transmitter Inspection- Annual | TAB-Routine Work Area 1 | TAB-RTE-WA1 | 2000000 | TAB-PLT-FIT-0033 | P Bldg Bypass Flow Transmitter Inspection Annual for
TAB-PLT-03 | 55 | P Bldg Flow Transmitter Inspection- 6 months | TAB-Routine Work Area 1 | TAB-RTE-WA1 | 1000000 | TAB-PLT-FIT-0032 | P Bldg Flow Transmitter Inspection 6 months for
TAB-PLT-03 | 55 | P Bldg Flow Transmitter Inspection- 6 months | TAB-Routine Work Area 1 | TAB-RTE-WA1 | 4000000 | TAB-PLT-FIT-0551 | P Bldg Flow Transmitter Inspection 6 months for
TAB-PLT-03 | 55 | P Bldg Flow Transmitter Inspection- 6 months | TAB-Routine Work Area 1 | TAB-RTE-WA1 | 2000000 | TAB-PLT-FIT-0081 | P Bldg Flow Transmitter Inspection 6 months for
TAB-PLT-03 | 55 | P Bldg Flow Transmitter Inspection- 6 months | TAB-Routine Work Area 1 | TAB-RTE-WA1 | 5000000 | TAB-OCS-FIT-6602 | P Bldg Flow Transmitter Inspection 6 months for
TAB-PLT-03 | 55 | P Bldg Flow Transmitter Inspection- 6 months | TAB-Routine Work Area 1 | TAB-RTE-WA1 | 3000000 | TAB-PLT-FIT-0531 | P Bldg Flow Transmitter Inspection 6 months for
TAB-PLT-03 | 55 | P Bldg Flow Transmitter Inspection- 6 months | TAB-Routine Work Area 1 | TAB-RTE-WA1 | 7000000 | TAB-PRM-FIT-0611 | P Bldg Flow Transmitter Inspection 6 months for
TAB-PLT-03 | 55 | P Bldg Flow Transmitter Inspection- 6 months | TAB-Routine Work Area 1 | TAB-RTE-WA1 | 6000000 | TAB-OCS-FIT-6702 | P Bldg Flow Transmitter Inspection 6 months for
TAB-PLT-03 | 55 | P Bldg Flow Transmitter Inspection- 6 months | TAB-Routine Work Area 1 | TAB-RTE-WA1 | 9000000 | TAB-PRM-FIT-0631 | P Bldg Flow Transmitter Inspection 6 months for
TAB-PLT-03 | 55 | P Bldg Flow Transmitter Inspection- 6 months | TAB-Routine Work Area 1 | TAB-RTE-WA1 | 8000000 | TAB-PRM-FIT-0621 | P Bldg Flow Transmitter Inspection 6 months for
TAB-PLT-03 | 55 | P Bldg Flow Transmitter Inspection- 6 months | TAB-Routine Work Area 1 | TAB-RTE-WA1 | 10000000 | TAB-PRM-FIT-0641 | P Bldg Flow Transmitter Inspection 6 months for
TAB-PLT-03 | 55 | P Bldg Flow Transmitter Inspection- 6 months | TAB-Routine Work Area 1 | TAB-RTE-WA1 | 11000000 | TAB-PRM-FIT-0651 | P Bldg Flow Transmitter Inspection 6 months for
TAB-PLT-03 | 55 | P Bldg Flow Transmitter Inspection- 6 months | TAB-Routine Work Area 1 | TAB-RTE-WA1 | 12000000 | TAB-PRM-FIT-0661 | P Bldg Flow Transmitter Inspection 6 months for
TAB-PLT-03 | 58 | P Bldg. Motion Switch Inspection and Cleaning- 6 Months | TAB-Routine Work Area 1 | TAB-RTE-WA1 | 2000000 | TAB-PLT-MSL-0200 | P Bldg Motion Switch Inspection and Cleaning 6 Months for
TAB-PLT-03 | 58 | P Bldg. Motion Switch Inspection and Cleaning- 6 Months | TAB-Routine Work Area 1 | TAB-RTE-WA1 | 1000000 | TAB-PLT-MSL-0100 | P Bldg Motion Switch Inspection and Cleaning 6 Months for
TAB-PLT-03 | 58 | P Bldg. Motion Switch Inspection and Cleaning- 6 Months | TAB-Routine Work Area 1 | TAB-RTE-WA1 | 3000000 | TAB-PLT-MSL-0300 | P Bldg Motion Switch Inspection and Cleaning 6 Months for
TAB-PLT-03 | 59 | P Bldg Suspended solid analyzer cleaning- 6 Months | TAB-Routine Work Area 1 | TAB-RTE-WA1 | 1000000 | TAB-PLT-AIT-0041 | P Bldg Suspended solid analyzer cleaning 6 Months for
TAB-PLT-03 | 59 | P Bldg Suspended solid analyzer cleaning- 6 Months | TAB-Routine Work Area 1 | TAB-RTE-WA1 | 2000000 | TAB-PRM-AIT-0701 | P Bldg Suspended solid analyzer cleaning 6 Months for
TAB-PLT-03 | 60 | Polymer Dilution Water Solenoid Valve Inspection- 6 Months | TAB-Routine Work Area 1 | TAB-RTE-WA1 | 1000000 | TAB-PRM-V-0314 | Polymer Dilution Water Solenoid Valve Inspection 6 Months for
TAB-PLT-03 | 60 | Polymer Dilution Water Solenoid Valve Inspection- 6 Months | TAB-Routine Work Area 1 | TAB-RTE-WA1 | 2000000 | TAB-PRM-V-0324 | Polymer Dilution Water Solenoid Valve Inspection 6 Months for
TAB-PLT-03 | 60 | Polymer Dilution Water Solenoid Valve Inspection- 6 Months | TAB-Routine Work Area 1 | TAB-RTE-WA1 | 3000000 | TAB-PRM-V-0334 | Polymer Dilution Water Solenoid Valve Inspection 6 Months for
TAB-PLT-03 | 60 | Polymer Dilution Water Solenoid Valve Inspection- 6 Months | TAB-Routine Work Area 1 | TAB-RTE-WA1 | 5000000 | TAB-PRM-V-0354 | Polymer Dilution Water Solenoid Valve Inspection 6 Months for
TAB-PLT-03 | 60 | Polymer Dilution Water Solenoid Valve Inspection- 6 Months | TAB-Routine Work Area 1 | TAB-RTE-WA1 | 4000000 | TAB-PRM-V-0344 | Polymer Dilution Water Solenoid Valve Inspection 6 Months for
TAB-PLT-03 | 60 | Polymer Dilution Water Solenoid Valve Inspection- 6 Months | TAB-Routine Work Area 1 | TAB-RTE-WA1 | 6000000 | TAB-PRM-V-0364 | Polymer Dilution Water Solenoid Valve Inspection 6 Months for
TAB-PRM-01 | 5 | Primary treatment tank safety rail mounting support check- Yearly | Old PS Primary Tank 1 | TAB-PRM-T-0100 | 1000000 | TAB-PRM-T-0100 | Primary treatment tank safety rail mounting support check for
TAB-PRM-01 | 5 | Primary treatment tank safety rail mounting support check- Yearly | Old PS Primary Tank 1 | TAB-PRM-T-0100 | 4000000 | TAB-PRM-T-0400 | Primary treatment tank safety rail mounting support check for
TAB-PRM-01 | 5 | Primary treatment tank safety rail mounting support check- Yearly | Old PS Primary Tank 1 | TAB-PRM-T-0100 | 2000000 | TAB-PRM-T-0200 | Primary treatment tank safety rail mounting support check for
TAB-PRM-01 | 5 | Primary treatment tank safety rail mounting support check- Yearly | Old PS Primary Tank 1 | TAB-PRM-T-0100 | 5000000 | TAB-PRM-T-0500 | Primary treatment tank safety rail mounting support check for
TAB-PRM-01 | 5 | Primary treatment tank safety rail mounting support check- Yearly | Old PS Primary Tank 1 | TAB-PRM-T-0100 | 3000000 | TAB-PRM-T-0300 | Primary treatment tank safety rail mounting support check for
TAB-PRM-01 | 5 | Primary treatment tank safety rail mounting support check- Yearly | Old PS Primary Tank 1 | TAB-PRM-T-0100 | 6000000 | TAB-PRM-T-0600 | Primary treatment tank safety rail mounting support check for
TAB-PRM-01 | 5 | Primary treatment tank safety rail mounting support check- Yearly | Old PS Primary Tank 1 | TAB-PRM-T-0100 | 7000000 | TAB-PRM-T-0700 | Primary treatment tank safety rail mounting support check for
TAB-PRM-01 | 5 | Primary treatment tank safety rail mounting support check- Yearly | Old PS Primary Tank 1 | TAB-PRM-T-0100 | 8000000 | TAB-PRM-T-0800 | Primary treatment tank safety rail mounting support check for
TAB-PRM-01 | 5 | Primary treatment tank safety rail mounting support check- Yearly | Old PS Primary Tank 1 | TAB-PRM-T-0100 | 9000000 | TAB-PRM-T-0900 | Primary treatment tank safety rail mounting support check for
TAB-PRM-01 | 5 | Primary treatment tank safety rail mounting support check- Yearly | Old PS Primary Tank 1 | TAB-PRM-T-0100 | 10000000 | TAB-PRM-T-1000 | Primary treatment tank safety rail mounting support check for
TAB-PRM-01 | 5 | Primary treatment tank safety rail mounting support check- Yearly | Old PS Primary Tank 1 | TAB-PRM-T-0100 | 11000000 | TAB-PRM-T-1100 | Primary treatment tank safety rail mounting support check for
TAB-PRM-01 | 5 | Primary treatment tank safety rail mounting support check- Yearly | Old PS Primary Tank 1 | TAB-PRM-T-0100 | 12000000 | TAB-PRM-T-1200 | Primary treatment tank safety rail mounting support check for
TAB-PRM-01 | 6 | Valve Exercise- Yearly | Valve, Knife Gate,Primary Sludge Transfer Pump 3101 Suction | TAB-PRM-V-3101A | 2000000 | TAB-PRM-V-3102A | Raw sludge pump isolation valve exercise for
TAB-PRM-01 | 6 | Valve Exercise- Yearly | Valve, Knife Gate,Primary Sludge Transfer Pump 3101 Suction | TAB-PRM-V-3101A | 3000000 | TAB-PRM-V-3201A | Raw sludge pump isolation valve exercise for
TAB-PRM-01 | 6 | Valve Exercise- Yearly | Valve, Knife Gate,Primary Sludge Transfer Pump 3101 Suction | TAB-PRM-V-3101A | 5000000 | TAB-PRM-V-3301A | Raw sludge pump isolation valve exercise for
TAB-PRM-01 | 6 | Valve Exercise- Yearly | Valve, Knife Gate,Primary Sludge Transfer Pump 3101 Suction | TAB-PRM-V-3101A | 6000000 | TAB-PRM-V-3302A | Raw sludge pump isolation valve exercise for
TAB-PRM-01 | 6 | Valve Exercise- Yearly | Valve, Knife Gate,Primary Sludge Transfer Pump 3101 Suction | TAB-PRM-V-3101A | 8000000 | TAB-PRM-V-3402A | Raw sludge pump isolation valve exercise for
TAB-PRM-01 | 6 | Valve Exercise- Yearly | Valve, Knife Gate,Primary Sludge Transfer Pump 3101 Suction | TAB-PRM-V-3101A | 9000000 | TAB-PRM-V-3501A | Raw sludge pump isolation valve exercise for
TAB-PRM-01 | 6 | Valve Exercise- Yearly | Valve, Knife Gate,Primary Sludge Transfer Pump 3101 Suction | TAB-PRM-V-3101A | 11000000 | TAB-PRM-V-3601A | Raw sludge pump isolation valve exercise for
TAB-PRM-01 | 6 | Valve Exercise- Yearly | Valve, Knife Gate,Primary Sludge Transfer Pump 3101 Suction | TAB-PRM-V-3101A | 12000000 | TAB-PRM-V-3602A | Raw sludge pump isolation valve exercise for
TAB-PRM-01 | 6 | Valve Exercise- Yearly | Valve, Knife Gate,Primary Sludge Transfer Pump 3101 Suction | TAB-PRM-V-3101A | 1000000 | TAB-PRM-V-3101A | Raw sludge pump isolation valve exercise for
TAB-PRM-01 | 6 | Valve Exercise- Yearly | Valve, Knife Gate,Primary Sludge Transfer Pump 3101 Suction | TAB-PRM-V-3101A | 4000000 | TAB-PRM-V-3202A | Raw sludge pump isolation valve exercise for
TAB-PRM-01 | 6 | Valve Exercise- Yearly | Valve, Knife Gate,Primary Sludge Transfer Pump 3101 Suction | TAB-PRM-V-3101A | 7000000 | TAB-PRM-V-3401A | Raw sludge pump isolation valve exercise for
TAB-PRM-01 | 6 | Valve Exercise- Yearly | Valve, Knife Gate,Primary Sludge Transfer Pump 3101 Suction | TAB-PRM-V-3101A | 10000000 | TAB-PRM-V-3502A | Raw sludge pump isolation valve exercise for
TAB-PRM-01 | 6 | Valve Exercise- Yearly | Valve,Gate, Outlet,Primary Sludge Hopper | TAB-PRM-V-3105 | 2000000 | TAB-PRM-V-3106 | Primary treatment tank sludge hopper manual discharge isolation valve exercise for
TAB-PRM-01 | 6 | Valve Exercise- Yearly | Valve,Gate, Outlet,Primary Sludge Hopper | TAB-PRM-V-3105 | 3000000 | TAB-PRM-V-3107 | Primary treatment tank sludge hopper manual discharge isolation valve exercise for
TAB-PRM-01 | 6 | Valve Exercise- Yearly | Valve,Gate, Outlet,Primary Sludge Hopper | TAB-PRM-V-3105 | 4000000 | TAB-PRM-V-3108 | Primary treatment tank sludge hopper manual discharge isolation valve exercise for
TAB-PRM-01 | 6 | Valve Exercise- Yearly | Valve,Gate, Outlet,Primary Sludge Hopper | TAB-PRM-V-3105 | 5000000 | TAB-PRM-V-3116 | Primary treatment tank sludge hopper manual discharge isolation valve exercise for
TAB-PRM-01 | 6 | Valve Exercise- Yearly | Valve,Gate, Outlet,Primary Sludge Hopper | TAB-PRM-V-3105 | 7000000 | TAB-PRM-V-3118 | Primary treatment tank sludge hopper manual discharge isolation valve exercise for
TAB-PRM-01 | 6 | Valve Exercise- Yearly | Valve,Gate, Outlet,Primary Sludge Hopper | TAB-PRM-V-3105 | 8000000 | TAB-PRM-V-3205 | Primary treatment tank sludge hopper manual discharge isolation valve exercise for
TAB-PRM-01 | 6 | Valve Exercise- Yearly | Valve,Gate, Outlet,Primary Sludge Hopper | TAB-PRM-V-3105 | 1000000 | TAB-PRM-V-3105 | Primary treatment tank sludge hopper manual discharge isolation valve exercise for
TAB-PRM-01 | 6 | Valve Exercise- Yearly | Valve,Gate, Outlet,Primary Sludge Hopper | TAB-PRM-V-3105 | 12000000 | TAB-PRM-V-3216 | Primary treatment tank sludge hopper manual discharge isolation valve exercise for
TAB-PRM-01 | 6 | Valve Exercise- Yearly | Valve,Gate, Outlet,Primary Sludge Hopper | TAB-PRM-V-3105 | 6000000 | TAB-PRM-V-3117 | Primary treatment tank sludge hopper manual discharge isolation valve exercise for
TAB-PRM-01 | 6 | Valve Exercise- Yearly | Valve,Gate, Outlet,Primary Sludge Hopper | TAB-PRM-V-3105 | 13000000 | TAB-PRM-V-3217 | Primary treatment tank sludge hopper manual discharge isolation valve exercise for
TAB-PRM-01 | 6 | Valve Exercise- Yearly | Valve,Gate, Outlet,Primary Sludge Hopper | TAB-PRM-V-3105 | 9000000 | TAB-PRM-V-3206 | Primary treatment tank sludge hopper manual discharge isolation valve exercise for
TAB-PRM-01 | 6 | Valve Exercise- Yearly | Valve,Gate, Outlet,Primary Sludge Hopper | TAB-PRM-V-3105 | 14000000 | TAB-PRM-V-3218 | Primary treatment tank sludge hopper manual discharge isolation valve exercise for
TAB-PRM-01 | 6 | Valve Exercise- Yearly | Valve,Gate, Outlet,Primary Sludge Hopper | TAB-PRM-V-3105 | 10000000 | TAB-PRM-V-3207 | Primary treatment tank sludge hopper manual discharge isolation valve exercise for
TAB-PRM-01 | 6 | Valve Exercise- Yearly | Valve,Gate, Outlet,Primary Sludge Hopper | TAB-PRM-V-3105 | 15000000 | TAB-PRM-V-3305 | Primary treatment tank sludge hopper manual discharge isolation valve exercise for
TAB-PRM-01 | 6 | Valve Exercise- Yearly | Valve,Gate, Outlet,Primary Sludge Hopper | TAB-PRM-V-3105 | 11000000 | TAB-PRM-V-3208 | Primary treatment tank sludge hopper manual discharge isolation valve exercise for
TAB-PRM-01 | 6 | Valve Exercise- Yearly | Valve,Gate, Outlet,Primary Sludge Hopper | TAB-PRM-V-3105 | 17000000 | TAB-PRM-V-3307 | Primary treatment tank sludge hopper manual discharge isolation valve exercise for
TAB-PRM-01 | 6 | Valve Exercise- Yearly | Valve,Gate, Outlet,Primary Sludge Hopper | TAB-PRM-V-3105 | 16000000 | TAB-PRM-V-3306 | Primary treatment tank sludge hopper manual discharge isolation valve exercise for
TAB-PRM-01 | 6 | Valve Exercise- Yearly | Valve,Gate, Outlet,Primary Sludge Hopper | TAB-PRM-V-3105 | 18000000 | TAB-PRM-V-3308 | Primary treatment tank sludge hopper manual discharge isolation valve exercise for
TAB-PRM-01 | 6 | Valve Exercise- Yearly | Valve,Gate, Outlet,Primary Sludge Hopper | TAB-PRM-V-3105 | 19000000 | TAB-PRM-V-3316 | Primary treatment tank sludge hopper manual discharge isolation valve exercise for
TAB-PRM-01 | 6 | Valve Exercise- Yearly | Valve,Gate, Outlet,Primary Sludge Hopper | TAB-PRM-V-3105 | 20000000 | TAB-PRM-V-3317 | Primary treatment tank sludge hopper manual discharge isolation valve exercise for
TAB-PRM-01 | 6 | Valve Exercise- Yearly | Valve,Gate, Outlet,Primary Sludge Hopper | TAB-PRM-V-3105 | 21000000 | TAB-PRM-V-3318 | Primary treatment tank sludge hopper manual discharge isolation valve exercise for
TAB-PRM-01 | 6 | Valve Exercise- Yearly | Valve, Knife Gate, Raw Sludge Pump P-3401/3402 Discharge Line To Raw Sludge Lines | TAB-PRM-V-3411 | 1000000 | TAB-PRM-V-3411 | Raw sludge flow meter manual valve exercise for
TAB-PRM-01 | 6 | Valve Exercise- Yearly | Valve, Knife Gate, Raw Sludge Pump P-3401/3402 Discharge Line To Raw Sludge Lines | TAB-PRM-V-3411 | 5000000 | TAB-PRM-V-3611 | Raw sludge flow meter manual valve exercise for
TAB-PRM-01 | 6 | Valve Exercise- Yearly | Valve, Knife Gate, Raw Sludge Pump P-3401/3402 Discharge Line To Raw Sludge Lines | TAB-PRM-V-3411 | 2000000 | TAB-PRM-V-3412 | Raw sludge flow meter manual valve exercise for
TAB-PRM-01 | 6 | Valve Exercise- Yearly | Valve, Knife Gate, Raw Sludge Pump P-3401/3402 Discharge Line To Raw Sludge Lines | TAB-PRM-V-3411 | 3000000 | TAB-PRM-V-3511 | Raw sludge flow meter manual valve exercise for
TAB-PRM-01 | 6 | Valve Exercise- Yearly | Valve, Knife Gate, Raw Sludge Pump P-3401/3402 Discharge Line To Raw Sludge Lines | TAB-PRM-V-3411 | 4000000 | TAB-PRM-V-3512 | Raw sludge flow meter manual valve exercise for
TAB-PRM-01 | 6 | Valve Exercise- Yearly | Valve, Knife Gate, Raw Sludge Pump P-3401/3402 Discharge Line To Raw Sludge Lines | TAB-PRM-V-3411 | 6000000 | TAB-PRM-V-3612 | Raw sludge flow meter manual valve exercise for
TAB-PRM-01 | 6 | Valve Exercise- Yearly | Valve, Knife Gate, primary Clarifier 0700 to Raw Sludge Pump, Primary Gallery | TAB-PRM-V-3423 | 3000000 | TAB-PRM-V-3425 | Primary treatment tank sludge hopper manual discharge isolation valve exercise for
TAB-PRM-01 | 6 | Valve Exercise- Yearly | Valve, Knife Gate, primary Clarifier 0700 to Raw Sludge Pump, Primary Gallery | TAB-PRM-V-3423 | 4000000 | TAB-PRM-V-3426 | Primary treatment tank sludge hopper manual discharge isolation valve exercise for
TAB-PRM-01 | 6 | Valve Exercise- Yearly | Valve, Knife Gate, primary Clarifier 0700 to Raw Sludge Pump, Primary Gallery | TAB-PRM-V-3423 | 7000000 | TAB-PRM-V-3523 | Primary treatment tank sludge hopper manual discharge isolation valve exercise for
TAB-PRM-01 | 6 | Valve Exercise- Yearly | Valve, Knife Gate, primary Clarifier 0700 to Raw Sludge Pump, Primary Gallery | TAB-PRM-V-3423 | 8000000 | TAB-PRM-V-3524 | Primary treatment tank sludge hopper manual discharge isolation valve exercise for
TAB-PRM-01 | 6 | Valve Exercise- Yearly | Valve, Knife Gate, primary Clarifier 0700 to Raw Sludge Pump, Primary Gallery | TAB-PRM-V-3423 | 1000000 | TAB-PRM-V-3423 | Primary treatment tank sludge hopper manual discharge isolation valve exercise for
TAB-PRM-01 | 6 | Valve Exercise- Yearly | Valve, Knife Gate, primary Clarifier 0700 to Raw Sludge Pump, Primary Gallery | TAB-PRM-V-3423 | 9000000 | TAB-PRM-V-3525 | Primary treatment tank sludge hopper manual discharge isolation valve exercise for
TAB-PRM-01 | 6 | Valve Exercise- Yearly | Valve, Knife Gate, primary Clarifier 0700 to Raw Sludge Pump, Primary Gallery | TAB-PRM-V-3423 | 2000000 | TAB-PRM-V-3424 | Primary treatment tank sludge hopper manual discharge isolation valve exercise for
TAB-PRM-01 | 6 | Valve Exercise- Yearly | Valve, Knife Gate, primary Clarifier 0700 to Raw Sludge Pump, Primary Gallery | TAB-PRM-V-3423 | 13000000 | TAB-PRM-V-3623? | Primary treatment tank sludge hopper manual discharge isolation valve exercise for
TAB-PRM-01 | 6 | Valve Exercise- Yearly | Valve, Knife Gate, primary Clarifier 0700 to Raw Sludge Pump, Primary Gallery | TAB-PRM-V-3423 | 5000000 | TAB-PRM-V-3427 | Primary treatment tank sludge hopper manual discharge isolation valve exercise for
TAB-PRM-01 | 6 | Valve Exercise- Yearly | Valve, Knife Gate, primary Clarifier 0700 to Raw Sludge Pump, Primary Gallery | TAB-PRM-V-3423 | 15000000 | TAB-PRM-V-3625? | Primary treatment tank sludge hopper manual discharge isolation valve exercise for
TAB-PRM-01 | 6 | Valve Exercise- Yearly | Valve, Knife Gate, primary Clarifier 0700 to Raw Sludge Pump, Primary Gallery | TAB-PRM-V-3423 | 6000000 | TAB-PRM-V-3428 | Primary treatment tank sludge hopper manual discharge isolation valve exercise for
TAB-PRM-01 | 6 | Valve Exercise- Yearly | Valve, Knife Gate, primary Clarifier 0700 to Raw Sludge Pump, Primary Gallery | TAB-PRM-V-3423 | 17000000 | TAB-PRM-V-3627? | Primary treatment tank sludge hopper manual discharge isolation valve exercise for
TAB-PRM-01 | 6 | Valve Exercise- Yearly | Valve, Knife Gate, primary Clarifier 0700 to Raw Sludge Pump, Primary Gallery | TAB-PRM-V-3423 | 10000000 | TAB-PRM-V-3526 | Primary treatment tank sludge hopper manual discharge isolation valve exercise for
TAB-PRM-01 | 6 | Valve Exercise- Yearly | Valve, Knife Gate, primary Clarifier 0700 to Raw Sludge Pump, Primary Gallery | TAB-PRM-V-3423 | 19000000 | TAB-PRM-V-3623 | Primary treatment tank sludge hopper manual discharge isolation valve exercise for
TAB-PRM-01 | 6 | Valve Exercise- Yearly | Valve, Knife Gate, primary Clarifier 0700 to Raw Sludge Pump, Primary Gallery | TAB-PRM-V-3423 | 11000000 | TAB-PRM-V-3527 | Primary treatment tank sludge hopper manual discharge isolation valve exercise for
TAB-PRM-01 | 6 | Valve Exercise- Yearly | Valve, Knife Gate, primary Clarifier 0700 to Raw Sludge Pump, Primary Gallery | TAB-PRM-V-3423 | 20000000 | TAB-PRM-V-3624 | Primary treatment tank sludge hopper manual discharge isolation valve exercise for
TAB-PRM-01 | 6 | Valve Exercise- Yearly | Valve, Knife Gate, primary Clarifier 0700 to Raw Sludge Pump, Primary Gallery | TAB-PRM-V-3423 | 12000000 | TAB-PRM-V-3528 | Primary treatment tank sludge hopper manual discharge isolation valve exercise for
TAB-PRM-01 | 6 | Valve Exercise- Yearly | Valve, Knife Gate, primary Clarifier 0700 to Raw Sludge Pump, Primary Gallery | TAB-PRM-V-3423 | 14000000 | TAB-PRM-V-3624? | Primary treatment tank sludge hopper manual discharge isolation valve exercise for
TAB-PRM-01 | 6 | Valve Exercise- Yearly | Valve, Knife Gate, primary Clarifier 0700 to Raw Sludge Pump, Primary Gallery | TAB-PRM-V-3423 | 16000000 | TAB-PRM-V-3626? | Primary treatment tank sludge hopper manual discharge isolation valve exercise for
TAB-PRM-01 | 6 | Valve Exercise- Yearly | Valve, Knife Gate, primary Clarifier 0700 to Raw Sludge Pump, Primary Gallery | TAB-PRM-V-3423 | 18000000 | TAB-PRM-V-3628? | Primary treatment tank sludge hopper manual discharge isolation valve exercise for
TAB-PRM-01 | 6 | Valve Exercise- Yearly | Valve, Knife Gate, primary Clarifier 0700 to Raw Sludge Pump, Primary Gallery | TAB-PRM-V-3423 | 21000000 | TAB-PRM-V-3625 | Primary treatment tank sludge hopper manual discharge isolation valve exercise for
TAB-PRM-01 | 6 | Valve Exercise- Yearly | Valve, Knife Gate, primary Clarifier 0700 to Raw Sludge Pump, Primary Gallery | TAB-PRM-V-3423 | 22000000 | TAB-PRM-V-3626 | Primary treatment tank sludge hopper manual discharge isolation valve exercise for
TAB-PRM-01 | 6 | Valve Exercise- Yearly | Valve, Knife Gate, primary Clarifier 0700 to Raw Sludge Pump, Primary Gallery | TAB-PRM-V-3423 | 23000000 | TAB-PRM-V-3627 | Primary treatment tank sludge hopper manual discharge isolation valve exercise for
TAB-PRM-01 | 6 | Valve Exercise- Yearly | Valve, Knife Gate, primary Clarifier 0700 to Raw Sludge Pump, Primary Gallery | TAB-PRM-V-3423 | 24000000 | TAB-PRM-V-3628 | Primary treatment tank sludge hopper manual discharge isolation valve exercise for
TAB-PRM-01 | 6 | Valve Exercise- Yearly | Valve,Gate,Primary Sludge Transfer Pump P-3701 Suction | TAB-PRM-V-3701A | 2000000 | TAB-PRM-V-3701D | Raw sludge pump isolation valve exercise for
TAB-PRM-01 | 6 | Valve Exercise- Yearly | Valve,Gate,Primary Sludge Transfer Pump P-3701 Suction | TAB-PRM-V-3701A | 4000000 | TAB-PRM-V-3702D | Raw sludge pump isolation valve exercise for
TAB-PRM-01 | 6 | Valve Exercise- Yearly | Valve,Gate,Primary Sludge Transfer Pump P-3701 Suction | TAB-PRM-V-3701A | 5000000 | TAB-PRM-V-3709 | Raw sludge pump isolation valve exercise for
TAB-PRM-01 | 6 | Valve Exercise- Yearly | Valve,Gate,Primary Sludge Transfer Pump P-3701 Suction | TAB-PRM-V-3701A | 8000000 | TAB-PRM-V-3801D | Raw sludge pump isolation valve exercise for
TAB-PRM-01 | 6 | Valve Exercise- Yearly | Valve,Gate,Primary Sludge Transfer Pump P-3701 Suction | TAB-PRM-V-3701A | 14000000 | TAB-PRM-V-3901D | Raw sludge pump isolation valve exercise for
TAB-PRM-01 | 6 | Valve Exercise- Yearly | Valve,Gate,Primary Sludge Transfer Pump P-3701 Suction | TAB-PRM-V-3701A | 15000000 | TAB-PRM-V-3902A | Raw sludge pump isolation valve exercise for
TAB-PRM-01 | 6 | Valve Exercise- Yearly | Valve,Gate,Primary Sludge Transfer Pump P-3701 Suction | TAB-PRM-V-3701A | 17000000 | TAB-PRM-V-3909 | Raw sludge pump isolation valve exercise for
TAB-PRM-01 | 6 | Valve Exercise- Yearly | Valve,Gate,Primary Sludge Transfer Pump P-3701 Suction | TAB-PRM-V-3701A | 18000000 | TAB-PRM-V-3910 | Raw sludge pump isolation valve exercise for
TAB-PRM-01 | 6 | Valve Exercise- Yearly | Valve,Gate,Primary Sludge Transfer Pump P-3701 Suction | TAB-PRM-V-3701A | 1000000 | TAB-PRM-V-3701A | Raw sludge pump isolation valve exercise for
TAB-PRM-01 | 6 | Valve Exercise- Yearly | Valve,Gate,Primary Sludge Transfer Pump P-3701 Suction | TAB-PRM-V-3701A | 3000000 | TAB-PRM-V-3702A | Raw sludge pump isolation valve exercise for
TAB-PRM-01 | 6 | Valve Exercise- Yearly | Valve,Gate,Primary Sludge Transfer Pump P-3701 Suction | TAB-PRM-V-3701A | 6000000 | TAB-PRM-V-3710 | Raw sludge pump isolation valve exercise for
TAB-PRM-01 | 6 | Valve Exercise- Yearly | Valve,Gate,Primary Sludge Transfer Pump P-3701 Suction | TAB-PRM-V-3701A | 7000000 | TAB-PRM-V-3801A | Raw sludge pump isolation valve exercise for
TAB-PRM-01 | 6 | Valve Exercise- Yearly | Valve,Gate,Primary Sludge Transfer Pump P-3701 Suction | TAB-PRM-V-3701A | 9000000 | TAB-PRM-V-3802A | Raw sludge pump isolation valve exercise for
TAB-PRM-01 | 6 | Valve Exercise- Yearly | Valve,Gate,Primary Sludge Transfer Pump P-3701 Suction | TAB-PRM-V-3701A | 10000000 | TAB-PRM-V-3802D | Raw sludge pump isolation valve exercise for
TAB-PRM-01 | 6 | Valve Exercise- Yearly | Valve,Gate,Primary Sludge Transfer Pump P-3701 Suction | TAB-PRM-V-3701A | 11000000 | TAB-PRM-V-3809 | Raw sludge pump isolation valve exercise for
TAB-PRM-01 | 6 | Valve Exercise- Yearly | Valve,Gate,Primary Sludge Transfer Pump P-3701 Suction | TAB-PRM-V-3701A | 12000000 | TAB-PRM-V-3810 | Raw sludge pump isolation valve exercise for
TAB-PRM-01 | 6 | Valve Exercise- Yearly | Valve,Gate,Primary Sludge Transfer Pump P-3701 Suction | TAB-PRM-V-3701A | 13000000 | TAB-PRM-V-3901A | Raw sludge pump isolation valve exercise for
TAB-PRM-01 | 6 | Valve Exercise- Yearly | Valve,Gate,Primary Sludge Transfer Pump P-3701 Suction | TAB-PRM-V-3701A | 16000000 | TAB-PRM-V-3902D | Raw sludge pump isolation valve exercise for
TAB-PRM-01 | 6 | Valve Exercise- Yearly | Valve, Knife Gate, Isolation, Inlet to Density Meter DIT-3700 | TAB-PRM-V-3716 | 1000000 | TAB-PRM-V-3716 | Raw sludge pump isolation valve exercise for
TAB-PRM-01 | 6 | Valve Exercise- Yearly | Valve, Knife Gate, Isolation, Inlet to Density Meter DIT-3700 | TAB-PRM-V-3716 | 4000000 | TAB-PRM-V-3817 | Raw sludge pump isolation valve exercise for
TAB-PRM-01 | 6 | Valve Exercise- Yearly | Valve, Knife Gate, Isolation, Inlet to Density Meter DIT-3700 | TAB-PRM-V-3716 | 5000000 | TAB-PRM-V-3818 | Raw sludge pump isolation valve exercise for
TAB-PRM-01 | 6 | Valve Exercise- Yearly | Valve, Knife Gate, Isolation, Inlet to Density Meter DIT-3700 | TAB-PRM-V-3716 | 7000000 | TAB-PRM-V-3917 | Raw sludge pump isolation valve exercise for
TAB-PRM-01 | 6 | Valve Exercise- Yearly | Valve, Knife Gate, Isolation, Inlet to Density Meter DIT-3700 | TAB-PRM-V-3716 | 8000000 | TAB-PRM-V-3918 | Raw sludge pump isolation valve exercise for
TAB-PRM-01 | 6 | Valve Exercise- Yearly | Valve, Knife Gate, Isolation, Inlet to Density Meter DIT-3700 | TAB-PRM-V-3716 | 2000000 | TAB-PRM-V-3718 | Raw sludge pump isolation valve exercise for
TAB-PRM-01 | 6 | Valve Exercise- Yearly | Valve, Knife Gate, Isolation, Inlet to Density Meter DIT-3700 | TAB-PRM-V-3716 | 3000000 | TAB-PRM-V-3816 | Raw sludge pump isolation valve exercise for
TAB-PRM-01 | 6 | Valve Exercise- Yearly | Valve, Knife Gate, Isolation, Inlet to Density Meter DIT-3700 | TAB-PRM-V-3716 | 6000000 | TAB-PRM-V-3916 | Raw sludge pump isolation valve exercise for
TAB-PRM-01 | 6 | Valve Exercise- Yearly | Valve, Plug, Outlet, PRS, Tank 1000, | TAB-PRM-V-3723 | 2000000 | TAB-PRM-V-3724 | Primary treatment tank sludge hopper manual discharge isolation valve exercise for
TAB-PRM-01 | 6 | Valve Exercise- Yearly | Valve, Plug, Outlet, PRS, Tank 1000, | TAB-PRM-V-3723 | 5000000 | TAB-PRM-V-3727 | Primary treatment tank sludge hopper manual discharge isolation valve exercise for
TAB-PRM-01 | 6 | Valve Exercise- Yearly | Valve, Plug, Outlet, PRS, Tank 1000, | TAB-PRM-V-3723 | 7000000 | TAB-PRM-V-3823 | Primary treatment tank sludge hopper manual discharge isolation valve exercise for
TAB-PRM-01 | 6 | Valve Exercise- Yearly | Valve, Plug, Outlet, PRS, Tank 1000, | TAB-PRM-V-3723 | 9000000 | TAB-PRM-V-3825 | Primary treatment tank sludge hopper manual discharge isolation valve exercise for
TAB-PRM-01 | 6 | Valve Exercise- Yearly | Valve, Plug, Outlet, PRS, Tank 1000, | TAB-PRM-V-3723 | 10000000 | TAB-PRM-V-3826 | Primary treatment tank sludge hopper manual discharge isolation valve exercise for
TAB-PRM-01 | 6 | Valve Exercise- Yearly | Valve, Plug, Outlet, PRS, Tank 1000, | TAB-PRM-V-3723 | 13000000 | TAB-PRM-V-3923 | Primary treatment tank sludge hopper manual discharge isolation valve exercise for
TAB-PRM-01 | 6 | Valve Exercise- Yearly | Valve, Plug, Outlet, PRS, Tank 1000, | TAB-PRM-V-3723 | 14000000 | TAB-PRM-V-3924 | Primary treatment tank sludge hopper manual discharge isolation valve exercise for
TAB-PRM-01 | 6 | Valve Exercise- Yearly | Valve, Plug, Outlet, PRS, Tank 1000, | TAB-PRM-V-3723 | 16000000 | TAB-PRM-V-3926 | Primary treatment tank sludge hopper manual discharge isolation valve exercise for
TAB-PRM-01 | 6 | Valve Exercise- Yearly | Valve, Plug, Outlet, PRS, Tank 1000, | TAB-PRM-V-3723 | 1000000 | TAB-PRM-V-3723 | Primary treatment tank sludge hopper manual discharge isolation valve exercise for
TAB-PRM-01 | 6 | Valve Exercise- Yearly | Valve, Plug, Outlet, PRS, Tank 1000, | TAB-PRM-V-3723 | 3000000 | TAB-PRM-V-3725 | Primary treatment tank sludge hopper manual discharge isolation valve exercise for
TAB-PRM-01 | 6 | Valve Exercise- Yearly | Valve, Plug, Outlet, PRS, Tank 1000, | TAB-PRM-V-3723 | 4000000 | TAB-PRM-V-3726 | Primary treatment tank sludge hopper manual discharge isolation valve exercise for
TAB-PRM-01 | 6 | Valve Exercise- Yearly | Valve, Plug, Outlet, PRS, Tank 1000, | TAB-PRM-V-3723 | 6000000 | TAB-PRM-V-3728 | Primary treatment tank sludge hopper manual discharge isolation valve exercise for
TAB-PRM-01 | 6 | Valve Exercise- Yearly | Valve, Plug, Outlet, PRS, Tank 1000, | TAB-PRM-V-3723 | 8000000 | TAB-PRM-V-3824 | Primary treatment tank sludge hopper manual discharge isolation valve exercise for
TAB-PRM-01 | 6 | Valve Exercise- Yearly | Valve, Plug, Outlet, PRS, Tank 1000, | TAB-PRM-V-3723 | 11000000 | TAB-PRM-V-3827 | Primary treatment tank sludge hopper manual discharge isolation valve exercise for
TAB-PRM-01 | 6 | Valve Exercise- Yearly | Valve, Plug, Outlet, PRS, Tank 1000, | TAB-PRM-V-3723 | 12000000 | TAB-PRM-V-3828 | Primary treatment tank sludge hopper manual discharge isolation valve exercise for
TAB-PRM-01 | 6 | Valve Exercise- Yearly | Valve, Plug, Outlet, PRS, Tank 1000, | TAB-PRM-V-3723 | 15000000 | TAB-PRM-V-3925 | Primary treatment tank sludge hopper manual discharge isolation valve exercise for
TAB-PRM-01 | 6 | Valve Exercise- Yearly | Valve, Plug, Outlet, PRS, Tank 1000, | TAB-PRM-V-3723 | 17000000 | TAB-PRM-V-3927 | Primary treatment tank sludge hopper manual discharge isolation valve exercise for
TAB-PRM-01 | 6 | Valve Exercise- Yearly | Valve, Plug, Outlet, PRS, Tank 1000, | TAB-PRM-V-3723 | 18000000 | TAB-PRM-V-3928 | Primary treatment tank sludge hopper manual discharge isolation valve exercise for
TAB-PRM-01 | 6 | Valve Exercise- Yearly | Valve,Primary Sludge Line 2 Header Isolation | TAB-PRM-V-4101 | 1000000 | TAB-PRM-V-4101 | Raw sludge pump header valve exercise for
TAB-PRM-01 | 6 | Valve Exercise- Yearly | Valve,Primary Sludge Line 2 Header Isolation | TAB-PRM-V-4101 | 2000000 | TAB-PRM-V-4102 | Raw sludge pump header valve exercise for
TAB-PRM-01 | 6 | Valve Exercise- Yearly | Valve,Primary Sludge Line 2 Header Isolation | TAB-PRM-V-4101 | 4000000 | TAB-PRM-V-4104 | Raw sludge pump header valve exercise for
TAB-PRM-01 | 6 | Valve Exercise- Yearly | Valve,Primary Sludge Line 2 Header Isolation | TAB-PRM-V-4101 | 7000000 | TAB-PRM-V-4111 | Raw sludge pump header valve exercise for
TAB-PRM-01 | 6 | Valve Exercise- Yearly | Valve,Primary Sludge Line 2 Header Isolation | TAB-PRM-V-4101 | 13000000 | TAB-PRM-V-4203 | Raw sludge pump header valve exercise for
TAB-PRM-01 | 6 | Valve Exercise- Yearly | Valve,Primary Sludge Line 2 Header Isolation | TAB-PRM-V-4101 | 16000000 | TAB-PRM-V-4300C | Raw sludge pump header valve exercise for
TAB-PRM-01 | 6 | Valve Exercise- Yearly | Valve,Primary Sludge Line 2 Header Isolation | TAB-PRM-V-4101 | 18000000 | TAB-PRM-V-4302 | Raw sludge pump header valve exercise for
TAB-PRM-01 | 6 | Valve Exercise- Yearly | Valve,Primary Sludge Line 2 Header Isolation | TAB-PRM-V-4101 | 3000000 | TAB-PRM-V-4103 | Raw sludge pump header valve exercise for
TAB-PRM-01 | 6 | Valve Exercise- Yearly | Valve,Primary Sludge Line 2 Header Isolation | TAB-PRM-V-4101 | 5000000 | TAB-PRM-V-4105 | Raw sludge pump header valve exercise for
TAB-PRM-01 | 6 | Valve Exercise- Yearly | Valve,Primary Sludge Line 2 Header Isolation | TAB-PRM-V-4101 | 6000000 | TAB-PRM-V-4106 | Raw sludge pump header valve exercise for
TAB-PRM-01 | 6 | Valve Exercise- Yearly | Valve,Primary Sludge Line 2 Header Isolation | TAB-PRM-V-4101 | 8000000 | TAB-PRM-V-4112 | Raw sludge pump header valve exercise for
TAB-PRM-01 | 6 | Valve Exercise- Yearly | Valve,Primary Sludge Line 2 Header Isolation | TAB-PRM-V-4101 | 9000000 | TAB-PRM-V-4113 | Raw sludge pump header valve exercise for
TAB-PRM-01 | 6 | Valve Exercise- Yearly | Valve,Primary Sludge Line 2 Header Isolation | TAB-PRM-V-4101 | 10000000 | TAB-PRM-V-4200C | Raw sludge pump header valve exercise for
TAB-PRM-01 | 6 | Valve Exercise- Yearly | Valve,Primary Sludge Line 2 Header Isolation | TAB-PRM-V-4101 | 11000000 | TAB-PRM-V-4201 | Raw sludge pump header valve exercise for
TAB-PRM-01 | 6 | Valve Exercise- Yearly | Valve,Primary Sludge Line 2 Header Isolation | TAB-PRM-V-4101 | 12000000 | TAB-PRM-V-4202 | Raw sludge pump header valve exercise for
TAB-PRM-01 | 6 | Valve Exercise- Yearly | Valve,Primary Sludge Line 2 Header Isolation | TAB-PRM-V-4101 | 14000000 | TAB-PRM-V-4300A | Raw sludge pump header valve exercise for
TAB-PRM-01 | 6 | Valve Exercise- Yearly | Valve,Primary Sludge Line 2 Header Isolation | TAB-PRM-V-4101 | 15000000 | TAB-PRM-V-4300B | Raw sludge pump header valve exercise for
TAB-PRM-01 | 6 | Valve Exercise- Yearly | Valve,Primary Sludge Line 2 Header Isolation | TAB-PRM-V-4101 | 17000000 | TAB-PRM-V-4301 | Raw sludge pump header valve exercise for
TAB-PRM-01 | 8 | Valve Inspection and Exercise- 6 monthly | TAB-Routine Work Area 1 | TAB-RTE-WA1 | 1000000 | TAB-PRM-V-2502A | Valve Inspection and Exercise 6 monthly for
TAB-PRM-01 | 8 | Valve Inspection and Exercise- 6 monthly | TAB-Routine Work Area 1 | TAB-RTE-WA1 | 4000000 | TAB-PRM-V-2501A | Valve Inspection and Exercise 6 monthly for
TAB-PRM-01 | 8 | Valve Inspection and Exercise- 6 monthly | TAB-Routine Work Area 1 | TAB-RTE-WA1 | 2000000 | TAB-PRM-V-2502B | Valve Inspection and Exercise 6 monthly for
TAB-PRM-01 | 8 | Valve Inspection and Exercise- 6 monthly | TAB-Routine Work Area 1 | TAB-RTE-WA1 | 5000000 | TAB-PRM-V-2501B | Valve Inspection and Exercise 6 monthly for
TAB-PRM-01 | 8 | Valve Inspection and Exercise- 6 monthly | TAB-Routine Work Area 1 | TAB-RTE-WA1 | 3000000 | TAB-PRM-V-2506 | Valve Inspection and Exercise 6 monthly for
TAB-PRM-01 | 8 | Valve Inspection and Exercise- 6 monthly | TAB-Routine Work Area 1 | TAB-RTE-WA1 | 8000000 | TAB-PRM-V-2509 | Valve Inspection and Exercise 6 monthly for
TAB-PRM-01 | 8 | Valve Inspection and Exercise- 6 monthly | TAB-Routine Work Area 1 | TAB-RTE-WA1 | 6000000 | TAB-PRM-V-2503 | Valve Inspection and Exercise 6 monthly for
TAB-PRM-01 | 8 | Valve Inspection and Exercise- 6 monthly | TAB-Routine Work Area 1 | TAB-RTE-WA1 | 7000000 | TAB-PRM-V-2504 | Valve Inspection and Exercise 6 monthly for
TAB-PRM-01 | 9 | Valve Inspection and exercise- 6 Months | TAB-Routine Work Area 1 | TAB-RTE-WA1 | 1000000 | TAB-PRM-V-3623 | Valve Inspection and Exercise 6 monthly for
TAB-PRM-01 | 9 | Valve Inspection and exercise- 6 Months | TAB-Routine Work Area 1 | TAB-RTE-WA1 | 3000000 | TAB-PRM-V-3625 | Valve Inspection and Exercise 6 monthly for
TAB-PRM-01 | 9 | Valve Inspection and exercise- 6 Months | TAB-Routine Work Area 1 | TAB-RTE-WA1 | 2000000 | TAB-PRM-V-3624 | Valve Inspection and Exercise 6 monthly for
TAB-PRM-01 | 9 | Valve Inspection and exercise- 6 Months | TAB-Routine Work Area 1 | TAB-RTE-WA1 | 5000000 | TAB-PRM-V-3627 | Valve Inspection and Exercise 6 monthly for
TAB-PRM-01 | 9 | Valve Inspection and exercise- 6 Months | TAB-Routine Work Area 1 | TAB-RTE-WA1 | 4000000 | TAB-PRM-V-3626 | Valve Inspection and Exercise 6 monthly for
TAB-PRM-01 | 9 | Valve Inspection and exercise- 6 Months | TAB-Routine Work Area 1 | TAB-RTE-WA1 | 6000000 | TAB-PRM-V-3628 | Valve Inspection and Exercise 6 monthly for
TAB-PRM-01 | 9 | Valve Inspection and exercise- 6 Months | TAB-Routine Work Area 1 | TAB-RTE-WA1 | 9000000 | TAB-PRM-V-3605 | Valve Inspection and Exercise 6 monthly for
TAB-PRM-01 | 9 | Valve Inspection and exercise- 6 Months | TAB-Routine Work Area 1 | TAB-RTE-WA1 | 7000000 | TAB-PRM-V-3603 | Valve Inspection and Exercise 6 monthly for
TAB-PRM-01 | 9 | Valve Inspection and exercise- 6 Months | TAB-Routine Work Area 1 | TAB-RTE-WA1 | 11000000 | TAB-PRM-V-3607 | Valve Inspection and Exercise 6 monthly for
TAB-PRM-01 | 9 | Valve Inspection and exercise- 6 Months | TAB-Routine Work Area 1 | TAB-RTE-WA1 | 8000000 | TAB-PRM-V-3604 | Valve Inspection and Exercise 6 monthly for
TAB-PRM-01 | 9 | Valve Inspection and exercise- 6 Months | TAB-Routine Work Area 1 | TAB-RTE-WA1 | 12000000 | TAB-PRM-V-3608 | Valve Inspection and Exercise 6 monthly for
TAB-PRM-01 | 9 | Valve Inspection and exercise- 6 Months | TAB-Routine Work Area 1 | TAB-RTE-WA1 | 10000000 | TAB-PRM-V-3606 | Valve Inspection and Exercise 6 monthly for
TAB-PRM-01 | 10 | Valve Inspection and exercise- 6 Months | TAB-Routine Work Area 1 | TAB-RTE-WA1 | 1000000 | TAB-PRM-V-3601A | Valve Inspection and Exercise 6 monthly for
TAB-PRM-01 | 10 | Valve Inspection and exercise- 6 Months | TAB-Routine Work Area 1 | TAB-RTE-WA1 | 2000000 | TAB-PRM-V-3601B | Valve Inspection and Exercise 6 monthly for
TAB-PRM-01 | 10 | Valve Inspection and exercise- 6 Months | TAB-Routine Work Area 1 | TAB-RTE-WA1 | 7000000 | TAB-PRM-V-3642 | Valve Inspection and Exercise 6 monthly for
TAB-PRM-01 | 10 | Valve Inspection and exercise- 6 Months | TAB-Routine Work Area 1 | TAB-RTE-WA1 | 3000000 | TAB-PRM-V-3602A | Valve Inspection and Exercise 6 monthly for
TAB-PRM-01 | 10 | Valve Inspection and exercise- 6 Months | TAB-Routine Work Area 1 | TAB-RTE-WA1 | 8000000 | TAB-PRM-V-3611 | Valve Inspection and Exercise 6 monthly for
TAB-PRM-01 | 10 | Valve Inspection and exercise- 6 Months | TAB-Routine Work Area 1 | TAB-RTE-WA1 | 4000000 | TAB-PRM-V-3602B | Valve Inspection and Exercise 6 monthly for
TAB-PRM-01 | 10 | Valve Inspection and exercise- 6 Months | TAB-Routine Work Area 1 | TAB-RTE-WA1 | 5000000 | TAB-PRM-V-3640 | Valve Inspection and Exercise 6 monthly for
TAB-PRM-01 | 10 | Valve Inspection and exercise- 6 Months | TAB-Routine Work Area 1 | TAB-RTE-WA1 | 6000000 | TAB-PRM-V-3641 | Valve Inspection and Exercise 6 monthly for
TAB-PRM-01 | 10 | Valve Inspection and exercise- 6 Months | TAB-Routine Work Area 1 | TAB-RTE-WA1 | 9000000 | TAB-PRM-V-3612 | Valve Inspection and Exercise 6 monthly for
TAB-PRM-01 | 11 | Valve Inspection and exercise- 6 Months | TAB-Routine Work Area 1 | TAB-RTE-WA1 | 2000000 | TAB-PRM-V-3501B | Valve Inspection and exercise 6 Months for
TAB-PRM-01 | 11 | Valve Inspection and exercise- 6 Months | TAB-Routine Work Area 1 | TAB-RTE-WA1 | 1000000 | TAB-PRM-V-3501A | Valve Inspection and exercise 6 Months for
TAB-PRM-01 | 11 | Valve Inspection and exercise- 6 Months | TAB-Routine Work Area 1 | TAB-RTE-WA1 | 3000000 | TAB-PRM-V-3501C | Valve Inspection and exercise 6 Months for
TAB-PRM-01 | 11 | Valve Inspection and exercise- 6 Months | TAB-Routine Work Area 1 | TAB-RTE-WA1 | 4000000 | TAB-PRM-V-3502A | Valve Inspection and exercise 6 Months for
TAB-PRM-01 | 11 | Valve Inspection and exercise- 6 Months | TAB-Routine Work Area 1 | TAB-RTE-WA1 | 5000000 | TAB-PRM-V-3502B | Valve Inspection and exercise 6 Months for
TAB-PRM-01 | 11 | Valve Inspection and exercise- 6 Months | TAB-Routine Work Area 1 | TAB-RTE-WA1 | 7000000 | TAB-PRM-V-3503 | Valve Inspection and exercise 6 Months for
TAB-PRM-01 | 11 | Valve Inspection and exercise- 6 Months | TAB-Routine Work Area 1 | TAB-RTE-WA1 | 6000000 | TAB-PRM-V-3502C | Valve Inspection and exercise 6 Months for
TAB-PRM-01 | 11 | Valve Inspection and exercise- 6 Months | TAB-Routine Work Area 1 | TAB-RTE-WA1 | 8000000 | TAB-PRM-V-3504 | Valve Inspection and exercise 6 Months for
TAB-PRM-01 | 11 | Valve Inspection and exercise- 6 Months | TAB-Routine Work Area 1 | TAB-RTE-WA1 | 11000000 | TAB-PRM-V-3507 | Valve Inspection and exercise 6 Months for
TAB-PRM-01 | 11 | Valve Inspection and exercise- 6 Months | TAB-Routine Work Area 1 | TAB-RTE-WA1 | 9000000 | TAB-PRM-V-3505 | Valve Inspection and exercise 6 Months for
TAB-PRM-01 | 11 | Valve Inspection and exercise- 6 Months | TAB-Routine Work Area 1 | TAB-RTE-WA1 | 12000000 | TAB-PRM-V-3508 | Valve Inspection and exercise 6 Months for
TAB-PRM-01 | 11 | Valve Inspection and exercise- 6 Months | TAB-Routine Work Area 1 | TAB-RTE-WA1 | 10000000 | TAB-PRM-V-3506 | Valve Inspection and exercise 6 Months for
TAB-PRM-01 | 11 | Valve Inspection and exercise- 6 Months | TAB-Routine Work Area 1 | TAB-RTE-WA1 | 13000000 | TAB-PRM-V-3511 | Valve Inspection and exercise 6 Months for
TAB-PRM-01 | 11 | Valve Inspection and exercise- 6 Months | TAB-Routine Work Area 1 | TAB-RTE-WA1 | 14000000 | TAB-PRM-V-3512 | Valve Inspection and exercise 6 Months for
TAB-PRM-01 | 11 | Valve Inspection and exercise- 6 Months | TAB-Routine Work Area 1 | TAB-RTE-WA1 | 15000000 | TAB-PRM-V-3523 | Valve Inspection and exercise 6 Months for
TAB-PRM-01 | 11 | Valve Inspection and exercise- 6 Months | TAB-Routine Work Area 1 | TAB-RTE-WA1 | 17000000 | TAB-PRM-V-3525 | Valve Inspection and exercise 6 Months for
TAB-PRM-01 | 11 | Valve Inspection and exercise- 6 Months | TAB-Routine Work Area 1 | TAB-RTE-WA1 | 16000000 | TAB-PRM-V-3524 | Valve Inspection and exercise 6 Months for
TAB-PRM-01 | 11 | Valve Inspection and exercise- 6 Months | TAB-Routine Work Area 1 | TAB-RTE-WA1 | 18000000 | TAB-PRM-V-3526 | Valve Inspection and exercise 6 Months for
TAB-PRM-01 | 11 | Valve Inspection and exercise- 6 Months | TAB-Routine Work Area 1 | TAB-RTE-WA1 | 24000000 | TAB-PRM-V-3413 | Valve Inspection and exercise 6 Months for
TAB-PRM-01 | 11 | Valve Inspection and exercise- 6 Months | TAB-Routine Work Area 1 | TAB-RTE-WA1 | 19000000 | TAB-PRM-V-3527 | Valve Inspection and exercise 6 Months for
TAB-PRM-01 | 11 | Valve Inspection and exercise- 6 Months | TAB-Routine Work Area 1 | TAB-RTE-WA1 | 20000000 | TAB-PRM-V-3528 | Valve Inspection and exercise 6 Months for
TAB-PRM-01 | 11 | Valve Inspection and exercise- 6 Months | TAB-Routine Work Area 1 | TAB-RTE-WA1 | 21000000 | TAB-PRM-V-3540 | Valve Inspection and exercise 6 Months for
TAB-PRM-01 | 11 | Valve Inspection and exercise- 6 Months | TAB-Routine Work Area 1 | TAB-RTE-WA1 | 22000000 | TAB-PRM-V-3541 | Valve Inspection and exercise 6 Months for
TAB-PRM-01 | 11 | Valve Inspection and exercise- 6 Months | TAB-Routine Work Area 1 | TAB-RTE-WA1 | 23000000 | TAB-PRM-V-3542 | Valve Inspection and exercise 6 Months for
TAB-PRM-01 | 15 | Primary Tank Valve Inspection and Exercise- 6 Months | P Building, Primary Tank 7 | TAB-PRM-T-0700 | 2000000 | TAB-PRM-V-0712 | Primary Tank 7 Valve Inspection and Exercise 6 Months for
TAB-PRM-01 | 15 | Primary Tank Valve Inspection and Exercise- 6 Months | P Building, Primary Tank 7 | TAB-PRM-T-0700 | 1000000 | TAB-PRM-V-0711 | Primary Tank 7 Valve Inspection and Exercise 6 Months for
TAB-PRM-01 | 15 | Primary Tank Valve Inspection and Exercise- 6 Months | P Building, Primary Tank 7 | TAB-PRM-T-0700 | 3000000 | TAB-PRM-V-0713 | Primary Tank 7 Valve Inspection and Exercise 6 Months for
TAB-PRM-01 | 15 | Primary Tank Valve Inspection and Exercise- 6 Months | P Building, Primary Tank 7 | TAB-PRM-T-0700 | 4000000 | TAB-PRM-V-0714 | Primary Tank 7 Valve Inspection and Exercise 6 Months for
TAB-PRM-01 | 15 | Primary Tank Valve Inspection and Exercise- 6 Months | P Building, Primary Tank 7 | TAB-PRM-T-0700 | 5000000 | TAB-PRM-V-0715 | Primary Tank 7 Valve Inspection and Exercise 6 Months for
TAB-PRM-01 | 15 | Primary Tank Valve Inspection and Exercise- 6 Months | P Building, Primary Tank 7 | TAB-PRM-T-0700 | 6000000 | TAB-PRM-V-0716 | Primary Tank 7 Valve Inspection and Exercise 6 Months for
TAB-PRM-01 | 15 | Primary Tank Valve Inspection and Exercise- 6 Months | P Building, Primary Tank 7 | TAB-PRM-T-0700 | 8000000 | TAB-PRM-V-0719 | Primary Tank 7 Valve Inspection and Exercise 6 Months for
TAB-PRM-01 | 15 | Primary Tank Valve Inspection and Exercise- 6 Months | P Building, Primary Tank 7 | TAB-PRM-T-0700 | 7000000 | TAB-PRM-V-0718 | Primary Tank 7 Valve Inspection and Exercise 6 Months for
TAB-PRM-01 | 15 | Primary Tank Valve Inspection and Exercise- 6 Months | P Building, Primary Tank 8 | TAB-PRM-T-0800 | 1000000 | TAB-PRM-V-0818 | Primary Tank 8 Valve Inspection and Exercise 6 Months for
TAB-PRM-01 | 15 | Primary Tank Valve Inspection and Exercise- 6 Months | P Building, Primary Tank 8 | TAB-PRM-T-0800 | 2000000 | TAB-PRM-V-0819 | Primary Tank 8 Valve Inspection and Exercise 6 Months for
TAB-PRM-01 | 15 | Primary Tank Valve Inspection and Exercise- 6 Months | P Building, Primary Tank 8 | TAB-PRM-T-0800 | 3000000 | TAB-PRM-V-0820 | Primary Tank 8 Valve Inspection and Exercise 6 Months for
TAB-PRM-01 | 15 | Primary Tank Valve Inspection and Exercise- 6 Months | P Building, Primary Tank 8 | TAB-PRM-T-0800 | 7000000 | TAB-PRM-V-0824 | Primary Tank 8 Valve Inspection and Exercise 6 Months for
TAB-PRM-01 | 15 | Primary Tank Valve Inspection and Exercise- 6 Months | P Building, Primary Tank 8 | TAB-PRM-T-0800 | 4000000 | TAB-PRM-V-0821 | Primary Tank 8 Valve Inspection and Exercise 6 Months for
TAB-PRM-01 | 15 | Primary Tank Valve Inspection and Exercise- 6 Months | P Building, Primary Tank 8 | TAB-PRM-T-0800 | 10000000 | TAB-PRM-V-0827 | Primary Tank 8 Valve Inspection and Exercise 6 Months for
TAB-PRM-01 | 15 | Primary Tank Valve Inspection and Exercise- 6 Months | P Building, Primary Tank 8 | TAB-PRM-T-0800 | 5000000 | TAB-PRM-V-0822 | Primary Tank 8 Valve Inspection and Exercise 6 Months for
TAB-PRM-01 | 15 | Primary Tank Valve Inspection and Exercise- 6 Months | P Building, Primary Tank 8 | TAB-PRM-T-0800 | 12000000 | TAB-PRM-V-0830 | Primary Tank 8 Valve Inspection and Exercise 6 Months for
TAB-PRM-01 | 15 | Primary Tank Valve Inspection and Exercise- 6 Months | P Building, Primary Tank 8 | TAB-PRM-T-0800 | 6000000 | TAB-PRM-V-0823 | Primary Tank 8 Valve Inspection and Exercise 6 Months for
TAB-PRM-01 | 15 | Primary Tank Valve Inspection and Exercise- 6 Months | P Building, Primary Tank 8 | TAB-PRM-T-0800 | 8000000 | TAB-PRM-V-0825 | Primary Tank 8 Valve Inspection and Exercise 6 Months for
TAB-PRM-01 | 15 | Primary Tank Valve Inspection and Exercise- 6 Months | P Building, Primary Tank 8 | TAB-PRM-T-0800 | 9000000 | TAB-PRM-V-0826 | Primary Tank 8 Valve Inspection and Exercise 6 Months for
TAB-PRM-01 | 15 | Primary Tank Valve Inspection and Exercise- 6 Months | P Building, Primary Tank 8 | TAB-PRM-T-0800 | 11000000 | TAB-PRM-V-0828 | Primary Tank 8 Valve Inspection and Exercise 6 Months for
TAB-PRM-01 | 15 | Primary Tank Valve Inspection and Exercise- 6 Months | P Building, Primary Tank 8 | TAB-PRM-T-0800 | 13000000 | TAB-PRM-V-0831 | Primary Tank 8 Valve Inspection and Exercise 6 Months for
TAB-PRM-01 | 15 | Primary Tank Valve Inspection and Exercise- 6 Months | P Building, Primary Tank 9 | TAB-PRM-T-0900 | 1000000 | TAB-PRM-V-0911 | Primary Tank 9 Valve Inspection and Exercise 6 Months for
TAB-PRM-01 | 15 | Primary Tank Valve Inspection and Exercise- 6 Months | P Building, Primary Tank 9 | TAB-PRM-T-0900 | 3000000 | TAB-PRM-V-0913 | Primary Tank 9 Valve Inspection and Exercise 6 Months for
TAB-PRM-01 | 15 | Primary Tank Valve Inspection and Exercise- 6 Months | P Building, Primary Tank 9 | TAB-PRM-T-0900 | 4000000 | TAB-PRM-V-0914 | Primary Tank 9 Valve Inspection and Exercise 6 Months for
TAB-PRM-01 | 15 | Primary Tank Valve Inspection and Exercise- 6 Months | P Building, Primary Tank 9 | TAB-PRM-T-0900 | 6000000 | TAB-PRM-V-0916 | Primary Tank 9 Valve Inspection and Exercise 6 Months for
TAB-PRM-01 | 15 | Primary Tank Valve Inspection and Exercise- 6 Months | P Building, Primary Tank 9 | TAB-PRM-T-0900 | 2000000 | TAB-PRM-V-0912 | Primary Tank 9 Valve Inspection and Exercise 6 Months for
TAB-PRM-01 | 15 | Primary Tank Valve Inspection and Exercise- 6 Months | P Building, Primary Tank 9 | TAB-PRM-T-0900 | 5000000 | TAB-PRM-V-0915 | Primary Tank 9 Valve Inspection and Exercise 6 Months for
TAB-PRM-01 | 15 | Primary Tank Valve Inspection and Exercise- 6 Months | P Building, Primary Tank 9 | TAB-PRM-T-0900 | 7000000 | TAB-PRM-V-0917 | Primary Tank 9 Valve Inspection and Exercise 6 Months for
TAB-PRM-01 | 15 | Primary Tank Valve Inspection and Exercise- 6 Months | P Building, Primary Tank 9 | TAB-PRM-T-0900 | 8000000 | TAB-PRM-V-0918 | Primary Tank 9 Valve Inspection and Exercise 6 Months for
TAB-PRM-01 | 16 | Primary Tank Gate Inspection , Exercise and Lubrication- Quarterly | TAB-Routine Work Area 1 | TAB-RTE-WA1 | 1000000 | TAB-PRM-G-0701 | Primary Tank Gate Inspection Exercise and Lubrication Quarterly for
TAB-PRM-01 | 16 | Primary Tank Gate Inspection , Exercise and Lubrication- Quarterly | TAB-Routine Work Area 1 | TAB-RTE-WA1 | 2000000 | TAB-PRM-G-0901 | Primary Tank Gate Inspection Exercise and Lubrication Quarterly for
TAB-PRM-01 | 16 | Primary Tank Gate Inspection , Exercise and Lubrication- Quarterly | TAB-Routine Work Area 1 | TAB-RTE-WA1 | 3000000 | TAB-PRM-G-0001 | Primary Tank Gate Inspection Exercise and Lubrication Quarterly for
TAB-PRM-01 | 16 | Primary Tank Gate Inspection , Exercise and Lubrication- Quarterly | TAB-Routine Work Area 1 | TAB-RTE-WA1 | 4000000 | TAB-PRM-G-0002 | Primary Tank Gate Inspection Exercise and Lubrication Quarterly for
TAB-PRM-01 | 16 | Primary Tank Gate Inspection , Exercise and Lubrication- Quarterly | TAB-Routine Work Area 1 | TAB-RTE-WA1 | 5000000 | TAB-PRM-G-0003 | Primary Tank Gate Inspection Exercise and Lubrication Quarterly for
TAB-PRM-02 | 7 | Sludge pump checks- Yearly | Pump, Raw Sludge | TAB-PRM-P-3101 | 3000000 | TAB-PRM-P-3201 | Lubricate the sludge pump grid coupling for
TAB-PRM-02 | 7 | Sludge pump checks- Yearly | Pump, Raw Sludge | TAB-PRM-P-3101 | 1000000 | TAB-PRM-P-3101 | Lubricate the sludge pump grid coupling for
TAB-PRM-02 | 7 | Sludge pump checks- Yearly | Pump, Raw Sludge | TAB-PRM-P-3101 | 4000000 | TAB-PRM-P-3202 | Lubricate the sludge pump grid coupling for
TAB-PRM-02 | 7 | Sludge pump checks- Yearly | Pump, Raw Sludge | TAB-PRM-P-3101 | 2000000 | TAB-PRM-P-3102 | Lubricate the sludge pump grid coupling for
TAB-PRM-02 | 7 | Sludge pump checks- Yearly | Pump, Raw Sludge | TAB-PRM-P-3101 | 5000000 | TAB-PRM-P-3301 | Lubricate the sludge pump grid coupling for
TAB-PRM-02 | 7 | Sludge pump checks- Yearly | Pump, Raw Sludge | TAB-PRM-P-3101 | 6000000 | TAB-PRM-P-3302 | Lubricate the sludge pump grid coupling for
TAB-PRM-02 | 7 | Sludge pump checks- Yearly | Pump, Raw Sludge | TAB-PRM-P-3101 | 7000000 | TAB-PRM-P-3401 | Lubricate the sludge pump grid coupling for
TAB-PRM-02 | 7 | Sludge pump checks- Yearly | Pump, Raw Sludge | TAB-PRM-P-3101 | 12000000 | TAB-PRM-P-3702 | Lubricate the sludge pump grid coupling for
TAB-PRM-02 | 7 | Sludge pump checks- Yearly | Pump, Raw Sludge | TAB-PRM-P-3101 | 8000000 | TAB-PRM-P-3402 | Lubricate the sludge pump grid coupling for
TAB-PRM-02 | 7 | Sludge pump checks- Yearly | Pump, Raw Sludge | TAB-PRM-P-3101 | 14000000 | TAB-PRM-P-3802 | Lubricate the sludge pump grid coupling for
TAB-PRM-02 | 7 | Sludge pump checks- Yearly | Pump, Raw Sludge | TAB-PRM-P-3101 | 9000000 | TAB-PRM-P-3501 | Lubricate the sludge pump grid coupling for
TAB-PRM-02 | 7 | Sludge pump checks- Yearly | Pump, Raw Sludge | TAB-PRM-P-3101 | 15000000 | TAB-PRM-P-3901 | Lubricate the sludge pump grid coupling for
TAB-PRM-02 | 7 | Sludge pump checks- Yearly | Pump, Raw Sludge | TAB-PRM-P-3101 | 10000000 | TAB-PRM-P-3502 | Lubricate the sludge pump grid coupling for
TAB-PRM-02 | 7 | Sludge pump checks- Yearly | Pump, Raw Sludge | TAB-PRM-P-3101 | 16000000 | TAB-PRM-P-3902 | Lubricate the sludge pump grid coupling for
TAB-PRM-02 | 7 | Sludge pump checks- Yearly | Pump, Raw Sludge | TAB-PRM-P-3101 | 11000000 | TAB-PRM-P-3701 | Lubricate the sludge pump grid coupling for
TAB-PRM-02 | 7 | Sludge pump checks- Yearly | Pump, Raw Sludge | TAB-PRM-P-3101 | 19000000 | TAB-PRM-P-2702 | Lubricate the sludge pump grid coupling for
TAB-PRM-02 | 7 | Sludge pump checks- Yearly | Pump, Raw Sludge | TAB-PRM-P-3101 | 13000000 | TAB-PRM-P-3801 | Lubricate the sludge pump grid coupling for
TAB-PRM-02 | 7 | Sludge pump checks- Yearly | Pump, Raw Sludge | TAB-PRM-P-3101 | 20000000 | TAB-PRM-P-3601 | Lubricate the sludge pump grid coupling for
TAB-PRM-02 | 7 | Sludge pump checks- Yearly | Pump, Raw Sludge | TAB-PRM-P-3101 | 17000000 | TAB-PRM-P-2601 | Lubricate the sludge pump grid coupling for
TAB-PRM-02 | 7 | Sludge pump checks- Yearly | Pump, Raw Sludge | TAB-PRM-P-3101 | 18000000 | TAB-PRM-P-2701 | Lubricate the sludge pump grid coupling for
TAB-PRM-02 | 7 | Sludge pump checks- Yearly | Pump, Raw Sludge | TAB-PRM-P-3101 | 21000000 | TAB-PRM-P-3602 | Lubricate the sludge pump grid coupling for
TAB-PRM-02 | 13 | Collector gearbox lubrication task- Yearly | Collector, Sludge, Primary Tank 3 | TAB-PRM-CM-0301 | 2000000 | TAB-PRM-CM-0302 | Collector gearbox oil change for
TAB-PRM-02 | 13 | Collector gearbox lubrication task- Yearly | Collector, Sludge, Primary Tank 3 | TAB-PRM-CM-0301 | 1000000 | TAB-PRM-CM-0301 | Collector gearbox oil change for
TAB-PRM-02 | 13 | Collector gearbox lubrication task- Yearly | Collector, Sludge, Primary Tank 3 | TAB-PRM-CM-0301 | 4000000 | TAB-PRM-CM-0304 | Collector gearbox oil change for
TAB-PRM-02 | 13 | Collector gearbox lubrication task- Yearly | Collector, Sludge, Primary Tank 3 | TAB-PRM-CM-0301 | 3000000 | TAB-PRM-CM-0303 | Collector gearbox oil change for
TAB-PRM-02 | 13 | Collector gearbox lubrication task- Yearly | Collector, Sludge, Primary Tank 3 | TAB-PRM-CM-0301 | 5000000 | TAB-PRM-CM-0305 | Collector gearbox oil change for
TAB-PRM-02 | 13 | Collector gearbox lubrication task- Yearly | Collector, Sludge, Primary Tank 3 | TAB-PRM-CM-0301 | 6000000 | TAB-PRM-CM-0306 | Collector gearbox oil change for
TAB-PRM-02 | 13 | Collector gearbox lubrication task- Yearly | Collector, Sludge, Primary Tank 4 | TAB-PRM-CM-0401 | 2000000 | TAB-PRM-CM-0402 | Collector gearbox oil change for
TAB-PRM-02 | 13 | Collector gearbox lubrication task- Yearly | Collector, Sludge, Primary Tank 4 | TAB-PRM-CM-0401 | 1000000 | TAB-PRM-CM-0401 | Collector gearbox oil change for
TAB-PRM-02 | 13 | Collector gearbox lubrication task- Yearly | Collector, Sludge, Primary Tank 4 | TAB-PRM-CM-0401 | 5000000 | TAB-PRM-CM-0405 | Collector gearbox oil change for
TAB-PRM-02 | 13 | Collector gearbox lubrication task- Yearly | Collector, Sludge, Primary Tank 4 | TAB-PRM-CM-0401 | 3000000 | TAB-PRM-CM-0403 | Collector gearbox oil change for
TAB-PRM-02 | 13 | Collector gearbox lubrication task- Yearly | Collector, Sludge, Primary Tank 4 | TAB-PRM-CM-0401 | 6000000 | TAB-PRM-CM-0406 | Collector gearbox oil change for
TAB-PRM-02 | 13 | Collector gearbox lubrication task- Yearly | Collector, Sludge, Primary Tank 4 | TAB-PRM-CM-0401 | 4000000 | TAB-PRM-CM-0404 | Collector gearbox oil change for
TAB-PRM-02 | 13 | Collector gearbox lubrication task- Yearly | Collector, Sludge, Primary Tank 5 | TAB-PRM-CM-0501 | 1000000 | TAB-PRM-CM-0501 | Collector gearbox oil change for
TAB-PRM-02 | 13 | Collector gearbox lubrication task- Yearly | Collector, Sludge, Primary Tank 5 | TAB-PRM-CM-0501 | 2000000 | TAB-PRM-CM-0502 | Collector gearbox oil change for
TAB-PRM-02 | 13 | Collector gearbox lubrication task- Yearly | Collector, Sludge, Primary Tank 5 | TAB-PRM-CM-0501 | 3000000 | TAB-PRM-CM-0503 | Collector gearbox oil change for
TAB-PRM-02 | 13 | Collector gearbox lubrication task- Yearly | Collector, Sludge, Primary Tank 5 | TAB-PRM-CM-0501 | 4000000 | TAB-PRM-CM-0504 | Collector gearbox oil change for
TAB-PRM-02 | 13 | Collector gearbox lubrication task- Yearly | Collector, Sludge, Primary Tank 5 | TAB-PRM-CM-0501 | 6000000 | TAB-PRM-CM-0506 | Collector gearbox oil change for
TAB-PRM-02 | 13 | Collector gearbox lubrication task- Yearly | Collector, Sludge, Primary Tank 5 | TAB-PRM-CM-0501 | 5000000 | TAB-PRM-CM-0505 | Collector gearbox oil change for
TAB-PRM-02 | 13 | Collector gearbox lubrication task- Yearly | Collector, Sludge, Primary Tank 6 | TAB-PRM-CM-0601 | 5000000 | TAB-PRM-CM-0605 | Collector gearbox oil change for
TAB-PRM-02 | 13 | Collector gearbox lubrication task- Yearly | Collector, Sludge, Primary Tank 6 | TAB-PRM-CM-0601 | 1000000 | TAB-PRM-CM-0601 | Collector gearbox oil change for
TAB-PRM-02 | 13 | Collector gearbox lubrication task- Yearly | Collector, Sludge, Primary Tank 6 | TAB-PRM-CM-0601 | 6000000 | TAB-PRM-CM-0606 | Collector gearbox oil change for
TAB-PRM-02 | 13 | Collector gearbox lubrication task- Yearly | Collector, Sludge, Primary Tank 6 | TAB-PRM-CM-0601 | 2000000 | TAB-PRM-CM-0602 | Collector gearbox oil change for
TAB-PRM-02 | 13 | Collector gearbox lubrication task- Yearly | Collector, Sludge, Primary Tank 6 | TAB-PRM-CM-0601 | 3000000 | TAB-PRM-CM-0603 | Collector gearbox oil change for
TAB-PRM-02 | 13 | Collector gearbox lubrication task- Yearly | Collector, Sludge, Primary Tank 6 | TAB-PRM-CM-0601 | 4000000 | TAB-PRM-CM-0604 | Collector gearbox oil change for
TAB-PRM-02 | 13 | Collector gearbox lubrication task- Yearly | Collector Mechanism, Bridge, Primary tank 7 | TAB-PRM-CM-0701 | 2000000 | TAB-PRM-CM-0702 | Bridge collector cable hoist gearbox lubricant change for
TAB-PRM-02 | 13 | Collector gearbox lubrication task- Yearly | Collector Mechanism, Bridge, Primary tank 7 | TAB-PRM-CM-0701 | 1000000 | TAB-PRM-CM-0701 | Bridge collector cable hoist gearbox lubricant change for
TAB-PRM-02 | 17 | Collector checks- 6 years | Collector, Scum Cross, Primary Tank 7 | TAB-PRM-CM-0702 | 2000000 | TAB-PRM-CM-0802 | Collector sprocket cement base connection check for
TAB-PRM-02 | 17 | Collector checks- 6 years | Collector, Scum Cross, Primary Tank 7 | TAB-PRM-CM-0702 | 3000000 | TAB-PRM-CM-0902 | Collector sprocket cement base connection check for
TAB-PRM-02 | 17 | Collector checks- 6 years | Collector, Scum Cross, Primary Tank 7 | TAB-PRM-CM-0702 | 4000000 | TAB-PRM-CM-1002 | Collector sprocket cement base connection check for
TAB-PRM-02 | 17 | Collector checks- 6 years | Collector, Scum Cross, Primary Tank 7 | TAB-PRM-CM-0702 | 6000000 | TAB-PRM-CM-1202 | Collector sprocket cement base connection check for
TAB-PRM-02 | 17 | Collector checks- 6 years | Collector, Scum Cross, Primary Tank 7 | TAB-PRM-CM-0702 | 1000000 | TAB-PRM-CM-0701 | Collector sprocket cement base connection check for
TAB-PRM-02 | 17 | Collector checks- 6 years | Collector, Scum Cross, Primary Tank 7 | TAB-PRM-CM-0702 | 5000000 | TAB-PRM-CM-1102 | Collector sprocket cement base connection check for
TAB-PRM-02 | 18 | Aux. Portable Sump Pump Inspection & Start up- Biweekly | WA1 Portablel Pumps & Equipment | TAB-WA1-MEQ | 1000000 | GX2112A | Portable sump pump inspection start up Biweekly for
TAB-PRM-02 | 18 | Aux. Portable Sump Pump Inspection & Start up- Biweekly | WA1 Portablel Pumps & Equipment | TAB-WA1-MEQ | 2000000 | GX2113A | Portable sump pump inspection start up Biweekly for
TAB-PRM-02 | 19 | Pump Drive Casing Bearing Greasing & Shaft seal Inspection- 6 Months | TAB-Routine Work Area 1 | TAB-RTE-WA1 | 2000000 | TAB-PRM-P-2502 | Pump Drive Casing Bearing Greasing Shaft seal Inspection 6 Months for
TAB-PRM-02 | 19 | Pump Drive Casing Bearing Greasing & Shaft seal Inspection- 6 Months | TAB-Routine Work Area 1 | TAB-RTE-WA1 | 1000000 | TAB-PRM-P-2501 | Pump Drive Casing Bearing Greasing Shaft seal Inspection 6 Months for
TAB-PRM-02 | 19 | Pump Drive Casing Bearing Greasing & Shaft seal Inspection- 6 Months | TAB-Routine Work Area 1 | TAB-RTE-WA1 | 3000000 | TAB-PRM-P-3601 | Pump Drive Casing Bearing Greasing Shaft seal Inspection 6 Months for
TAB-PRM-02 | 19 | Pump Drive Casing Bearing Greasing & Shaft seal Inspection- 6 Months | TAB-Routine Work Area 1 | TAB-RTE-WA1 | 4000000 | TAB-PRM-P-3602 | Pump Drive Casing Bearing Greasing Shaft seal Inspection 6 Months for
TAB-PRM-02 | 20 | Pump Gear Box Oil Change- 2 years | TAB-Routine Work Area 1 | TAB-RTE-WA1 | 1000000 | TAB-PRM-P-2501 | Pump Gear Box Oil Change 2 years for
TAB-PRM-02 | 20 | Pump Gear Box Oil Change- 2 years | TAB-Routine Work Area 1 | TAB-RTE-WA1 | 2000000 | TAB-PRM-P-2502 | Pump Gear Box Oil Change 2 years for
TAB-PRM-02 | 21 | Pump Motot Bearing Replacement- 4 Years | TAB-Routine Work Area 1 | TAB-RTE-WA1 | 2000000 | TAB-PRM-P-2502 | Pump Motot Bearing Replacement 4 Years for
TAB-PRM-02 | 21 | Pump Motot Bearing Replacement- 4 Years | TAB-Routine Work Area 1 | TAB-RTE-WA1 | 1000000 | TAB-PRM-P-2501 | Pump Motot Bearing Replacement 4 Years for
TAB-PRM-02 | 22 | Sludge Pump Motot Bearing Replacement- 4 Years | TAB-Routine Work Area 1 | TAB-RTE-WA1 | 2000000 | TAB-PRM-P-3602 | Sludge Pump Motot Bearing Replacement 4 Years for
TAB-PRM-02 | 22 | Sludge Pump Motot Bearing Replacement- 4 Years | TAB-Routine Work Area 1 | TAB-RTE-WA1 | 1000000 | TAB-PRM-P-3601 | Sludge Pump Motot Bearing Replacement 4 Years for
TAB-PRM-02 | 23 | Submergible Sump Pump Lubricant change- 2 years | TAB-Routine Work Area 1 | TAB-RTE-WA1 | 2000000 | TAB-PRM-P-5131 | Submergible Sump Pump Lubricant change 2 years for
TAB-PRM-02 | 23 | Submergible Sump Pump Lubricant change- 2 years | TAB-Routine Work Area 1 | TAB-RTE-WA1 | 1000000 | TAB-PRM-P-5130 | Submergible Sump Pump Lubricant change 2 years for
TAB-PRM-02 | 24 | Pump Drive Casing Bearing Greasing & Shaft seal Inspection- 3 Monthly | TAB-Routine Work Area 1 | TAB-RTE-WA1 | 1000000 | TAB-PRM-P-3501 | Pump Drive Casing Bearing Greasing Shaft seal Inspection 3 Monthly for
TAB-PRM-02 | 24 | Pump Drive Casing Bearing Greasing & Shaft seal Inspection- 3 Monthly | TAB-Routine Work Area 1 | TAB-RTE-WA1 | 2000000 | TAB-PRM-P-3502 | Pump Drive Casing Bearing Greasing Shaft seal Inspection 3 Monthly for
TAB-PRM-02 | 26 | P Bldg-Propeller Mixer Lubrication - 6 Months | TAB-Routine Work Area 1 | TAB-RTE-WA1 | 1000000 | TAB-PRM-MX-0211 | P BldgPropeller Mixer Lubrication 6 Months for
TAB-PRM-02 | 26 | P Bldg-Propeller Mixer Lubrication - 6 Months | TAB-Routine Work Area 1 | TAB-RTE-WA1 | 2000000 | TAB-PRM-MX-0221 | P BldgPropeller Mixer Lubrication 6 Months for
TAB-PRM-02 | 27 | P Bldg-Propeller Mixer Gear Oil Change- 2 Years | TAB-Routine Work Area 1 | TAB-RTE-WA1 | 2000000 | TAB-PRM-MX-0221 | P BldgPropeller Mixer Gear Oil Change 2 Years for
TAB-PRM-02 | 27 | P Bldg-Propeller Mixer Gear Oil Change- 2 Years | TAB-Routine Work Area 1 | TAB-RTE-WA1 | 1000000 | TAB-PRM-MX-0211 | P BldgPropeller Mixer Gear Oil Change 2 Years for
TAB-PRM-03 | 9 | Primary treatment valve actuator closed limit setting- 6 Years | Valve,Act.,Knife Gate, Primary Scum Pump P-2100 Discharge | TAB-PRM-V-2100B | 2000000 | TAB-PRM-V-2101 | Scum pump system valve actuator closed limit setting for
TAB-PRM-03 | 9 | Primary treatment valve actuator closed limit setting- 6 Years | Valve,Act.,Knife Gate, Primary Scum Pump P-2100 Discharge | TAB-PRM-V-2100B | 1000000 | TAB-PRM-V-2100B | Scum pump system valve actuator closed limit setting for
TAB-PRM-03 | 9 | Primary treatment valve actuator closed limit setting- 6 Years | Valve,Act.,Knife Gate, Primary Scum Pump P-2100 Discharge | TAB-PRM-V-2100B | 4000000 | TAB-PRM-V-2200B | Scum pump system valve actuator closed limit setting for
TAB-PRM-03 | 9 | Primary treatment valve actuator closed limit setting- 6 Years | Valve,Act.,Knife Gate, Primary Scum Pump P-2100 Discharge | TAB-PRM-V-2100B | 3000000 | TAB-PRM-V-2201 | Scum pump system valve actuator closed limit setting for
TAB-PRM-03 | 9 | Primary treatment valve actuator closed limit setting- 6 Years | Valve,Act.,Knife Gate, Primary Scum Pump P-2100 Discharge | TAB-PRM-V-2100B | 6000000 | TAB-PRM-V-2300B | Scum pump system valve actuator closed limit setting for
TAB-PRM-03 | 9 | Primary treatment valve actuator closed limit setting- 6 Years | Valve,Act.,Knife Gate, Primary Scum Pump P-2100 Discharge | TAB-PRM-V-2100B | 5000000 | TAB-PRM-V-2301 | Scum pump system valve actuator closed limit setting for
TAB-PRM-03 | 9 | Primary treatment valve actuator closed limit setting- 6 Years | Valve, Knife Gate, Discharge, Pump 2401, Primary Treatment, Scum Pumping | TAB-PRM-V-2401B | 3000000 | TAB-PRM-V-2403 | Scum pump system valve actuator closed limit setting for
TAB-PRM-03 | 9 | Primary treatment valve actuator closed limit setting- 6 Years | Valve, Knife Gate, Discharge, Pump 2401, Primary Treatment, Scum Pumping | TAB-PRM-V-2401B | 1000000 | TAB-PRM-V-2401B | Scum pump system valve actuator closed limit setting for
TAB-PRM-03 | 9 | Primary treatment valve actuator closed limit setting- 6 Years | Valve, Knife Gate, Discharge, Pump 2401, Primary Treatment, Scum Pumping | TAB-PRM-V-2401B | 6000000 | TAB-PRM-V-2406 | Scum pump system valve actuator closed limit setting for
TAB-PRM-03 | 9 | Primary treatment valve actuator closed limit setting- 6 Years | Valve, Knife Gate, Discharge, Pump 2401, Primary Treatment, Scum Pumping | TAB-PRM-V-2401B | 2000000 | TAB-PRM-V-2402B | Scum pump system valve actuator closed limit setting for
TAB-PRM-03 | 9 | Primary treatment valve actuator closed limit setting- 6 Years | Valve, Knife Gate, Discharge, Pump 2401, Primary Treatment, Scum Pumping | TAB-PRM-V-2401B | 4000000 | TAB-PRM-V-2404 | Scum pump system valve actuator closed limit setting for
TAB-PRM-03 | 9 | Primary treatment valve actuator closed limit setting- 6 Years | Valve, Knife Gate, Discharge, Pump 2401, Primary Treatment, Scum Pumping | TAB-PRM-V-2401B | 5000000 | TAB-PRM-V-2405 | Scum pump system valve actuator closed limit setting for
TAB-PRM-03 | 9 | Primary treatment valve actuator closed limit setting- 6 Years | Valve,Knife Gate,Isolation, Primary Scum Pump P-2601 Discharge | TAB-PRM-V-2601B | 1000000 | TAB-PRM-V-2601B | Scum pump system valve actuator closed limit setting for
TAB-PRM-03 | 9 | Primary treatment valve actuator closed limit setting- 6 Years | Valve,Knife Gate,Isolation, Primary Scum Pump P-2601 Discharge | TAB-PRM-V-2601B | 2000000 | TAB-PRM-V-2602B | Scum pump system valve actuator closed limit setting for
TAB-PRM-03 | 9 | Primary treatment valve actuator closed limit setting- 6 Years | Valve,Knife Gate,Isolation, Primary Scum Pump P-2601 Discharge | TAB-PRM-V-2601B | 3000000 | TAB-PRM-V-2603 | Scum pump system valve actuator closed limit setting for
TAB-PRM-03 | 9 | Primary treatment valve actuator closed limit setting- 6 Years | Valve,Knife Gate,Isolation, Primary Scum Pump P-2601 Discharge | TAB-PRM-V-2601B | 4000000 | TAB-PRM-V-2604 | Scum pump system valve actuator closed limit setting for
TAB-PRM-03 | 9 | Primary treatment valve actuator closed limit setting- 6 Years | Valve,Knife Gate,Isolation, Primary Scum Pump P-2601 Discharge | TAB-PRM-V-2601B | 5000000 | TAB-PRM-V-2605 | Scum pump system valve actuator closed limit setting for
TAB-PRM-03 | 9 | Primary treatment valve actuator closed limit setting- 6 Years | Valve,Knife Gate,Isolation, Primary Scum Pump P-2601 Discharge | TAB-PRM-V-2601B | 6000000 | TAB-PRM-V-2606 | Scum pump system valve actuator closed limit setting for
TAB-PRM-03 | 9 | Primary treatment valve actuator closed limit setting- 6 Years | Valve,Knife Gate,Isolation, Primary Scum Pump P-2701 Discharge | TAB-PRM-V-2701B | 1000000 | TAB-PRM-V-2701B | Scum pump system valve actuator closed limit setting for
TAB-PRM-03 | 9 | Primary treatment valve actuator closed limit setting- 6 Years | Valve,Knife Gate,Isolation, Primary Scum Pump P-2701 Discharge | TAB-PRM-V-2701B | 2000000 | TAB-PRM-V-2702B | Scum pump system valve actuator closed limit setting for
TAB-PRM-03 | 9 | Primary treatment valve actuator closed limit setting- 6 Years | Valve,Knife Gate,Isolation, Primary Scum Pump P-2701 Discharge | TAB-PRM-V-2701B | 3000000 | TAB-PRM-V-2703 | Scum pump system valve actuator closed limit setting for
TAB-PRM-03 | 9 | Primary treatment valve actuator closed limit setting- 6 Years | Valve,Knife Gate,Isolation, Primary Scum Pump P-2701 Discharge | TAB-PRM-V-2701B | 4000000 | TAB-PRM-V-2704 | Scum pump system valve actuator closed limit setting for
TAB-PRM-03 | 9 | Primary treatment valve actuator closed limit setting- 6 Years | Valve,Knife Gate,Isolation, Primary Scum Pump P-2701 Discharge | TAB-PRM-V-2701B | 5000000 | TAB-PRM-V-2705 | Scum pump system valve actuator closed limit setting for
TAB-PRM-03 | 9 | Primary treatment valve actuator closed limit setting- 6 Years | Valve,Knife Gate,Isolation, Primary Scum Pump P-2701 Discharge | TAB-PRM-V-2701B | 6000000 | TAB-PRM-V-2706 | Scum pump system valve actuator closed limit setting for
TAB-PRM-03 | 9 | Primary treatment valve actuator closed limit setting- 6 Years | Valve, Knife Gate, Act,Discharge Primary Sludge Transfer Pump 3101 | TAB-PRM-V-3101B | 2000000 | TAB-PRM-V-3102B | Sludge pump discharge valve actuator closed limit setting for
TAB-PRM-03 | 9 | Primary treatment valve actuator closed limit setting- 6 Years | Valve, Knife Gate, Act,Discharge Primary Sludge Transfer Pump 3101 | TAB-PRM-V-3101B | 3000000 | TAB-PRM-V-3201B | Sludge pump discharge valve actuator closed limit setting for
TAB-PRM-03 | 9 | Primary treatment valve actuator closed limit setting- 6 Years | Valve, Knife Gate, Act,Discharge Primary Sludge Transfer Pump 3101 | TAB-PRM-V-3101B | 6000000 | TAB-PRM-V-3302B | Sludge pump discharge valve actuator closed limit setting for
TAB-PRM-03 | 9 | Primary treatment valve actuator closed limit setting- 6 Years | Valve, Knife Gate, Act,Discharge Primary Sludge Transfer Pump 3101 | TAB-PRM-V-3101B | 1000000 | TAB-PRM-V-3101B | Sludge pump discharge valve actuator closed limit setting for
TAB-PRM-03 | 9 | Primary treatment valve actuator closed limit setting- 6 Years | Valve, Knife Gate, Act,Discharge Primary Sludge Transfer Pump 3101 | TAB-PRM-V-3101B | 4000000 | TAB-PRM-V-3202B | Sludge pump discharge valve actuator closed limit setting for
TAB-PRM-03 | 9 | Primary treatment valve actuator closed limit setting- 6 Years | Valve, Knife Gate, Act,Discharge Primary Sludge Transfer Pump 3101 | TAB-PRM-V-3101B | 5000000 | TAB-PRM-V-3301B | Sludge pump discharge valve actuator closed limit setting for
TAB-PRM-03 | 9 | Primary treatment valve actuator closed limit setting- 6 Years | Valve, Gate, Act, Sludge Outlet from Tank # 1 | TAB-PRM-V-3103 | 1000000 | TAB-PRM-V-3103 | Primary treatment tank sludge hopper discharge valve actuator closed limit setting for
TAB-PRM-03 | 9 | Primary treatment valve actuator closed limit setting- 6 Years | Valve, Gate, Act, Sludge Outlet from Tank # 1 | TAB-PRM-V-3103 | 2000000 | TAB-PRM-V-3104 | Primary treatment tank sludge hopper discharge valve actuator closed limit setting for
TAB-PRM-03 | 9 | Primary treatment valve actuator closed limit setting- 6 Years | Valve, Gate, Act, Sludge Outlet from Tank # 1 | TAB-PRM-V-3103 | 3000000 | TAB-PRM-V-3203 | Primary treatment tank sludge hopper discharge valve actuator closed limit setting for
TAB-PRM-03 | 9 | Primary treatment valve actuator closed limit setting- 6 Years | Valve, Gate, Act, Sludge Outlet from Tank # 1 | TAB-PRM-V-3103 | 4000000 | TAB-PRM-V-3204 | Primary treatment tank sludge hopper discharge valve actuator closed limit setting for
TAB-PRM-03 | 9 | Primary treatment valve actuator closed limit setting- 6 Years | Valve, Gate, Act, Sludge Outlet from Tank # 1 | TAB-PRM-V-3103 | 5000000 | TAB-PRM-V-3303 | Primary treatment tank sludge hopper discharge valve actuator closed limit setting for
TAB-PRM-03 | 9 | Primary treatment valve actuator closed limit setting- 6 Years | Valve, Gate, Act, Sludge Outlet from Tank # 1 | TAB-PRM-V-3103 | 6000000 | TAB-PRM-V-3304 | Primary treatment tank sludge hopper discharge valve actuator closed limit setting for
TAB-PRM-03 | 9 | Primary treatment valve actuator closed limit setting- 6 Years | Valve, Knife Gate, Discharge, PRS, Pump 3401, Primary Treatment, Sludge Pumping | TAB-PRM-V-3401B | 1000000 | TAB-PRM-V-3401B | Sludge pump discharge valve actuator closed limit setting for
TAB-PRM-03 | 9 | Primary treatment valve actuator closed limit setting- 6 Years | Valve, Knife Gate, Discharge, PRS, Pump 3401, Primary Treatment, Sludge Pumping | TAB-PRM-V-3401B | 2000000 | TAB-PRM-V-3402B | Sludge pump discharge valve actuator closed limit setting for
TAB-PRM-03 | 9 | Primary treatment valve actuator closed limit setting- 6 Years | Valve, Knife Gate, Discharge, PRS, Pump 3401, Primary Treatment, Sludge Pumping | TAB-PRM-V-3401B | 3000000 | TAB-PRM-V-3511 | Sludge pump discharge valve actuator closed limit setting for
TAB-PRM-03 | 9 | Primary treatment valve actuator closed limit setting- 6 Years | Valve, Knife Gate, Discharge, PRS, Pump 3401, Primary Treatment, Sludge Pumping | TAB-PRM-V-3401B | 5000000 | TAB-PRM-V-3611 | Sludge pump discharge valve actuator closed limit setting for
TAB-PRM-03 | 9 | Primary treatment valve actuator closed limit setting- 6 Years | Valve, Knife Gate, Discharge, PRS, Pump 3401, Primary Treatment, Sludge Pumping | TAB-PRM-V-3401B | 6000000 | TAB-PRM-V-3612 | Sludge pump discharge valve actuator closed limit setting for
TAB-PRM-03 | 9 | Primary treatment valve actuator closed limit setting- 6 Years | Valve, Knife Gate, Discharge, PRS, Pump 3401, Primary Treatment, Sludge Pumping | TAB-PRM-V-3401B | 4000000 | TAB-PRM-V-3512 | Sludge pump discharge valve actuator closed limit setting for
TAB-PRM-03 | 9 | Primary treatment valve actuator closed limit setting- 6 Years | Valve, Gate, Actuated, Outlet, PRS, Primary Tank 0700, Primary Treatment, Sludge Pumping | TAB-PRM-V-3403 | 2000000 | TAB-PRM-V-3404 | Primary treatment tank sludge hopper discharge valve actuator closed limit setting for
TAB-PRM-03 | 9 | Primary treatment valve actuator closed limit setting- 6 Years | Valve, Gate, Actuated, Outlet, PRS, Primary Tank 0700, Primary Treatment, Sludge Pumping | TAB-PRM-V-3403 | 1000000 | TAB-PRM-V-3403 | Primary treatment tank sludge hopper discharge valve actuator closed limit setting for
TAB-PRM-03 | 9 | Primary treatment valve actuator closed limit setting- 6 Years | Valve, Gate, Actuated, Outlet, PRS, Primary Tank 0700, Primary Treatment, Sludge Pumping | TAB-PRM-V-3403 | 3000000 | TAB-PRM-V-3405 | Primary treatment tank sludge hopper discharge valve actuator closed limit setting for
TAB-PRM-03 | 9 | Primary treatment valve actuator closed limit setting- 6 Years | Valve, Gate, Actuated, Outlet, PRS, Primary Tank 0700, Primary Treatment, Sludge Pumping | TAB-PRM-V-3403 | 4000000 | TAB-PRM-V-3406 | Primary treatment tank sludge hopper discharge valve actuator closed limit setting for
TAB-PRM-03 | 9 | Primary treatment valve actuator closed limit setting- 6 Years | Valve, Gate, Actuated, Outlet, PRS, Primary Tank 0700, Primary Treatment, Sludge Pumping | TAB-PRM-V-3403 | 5000000 | TAB-PRM-V-3407 | Primary treatment tank sludge hopper discharge valve actuator closed limit setting for
TAB-PRM-03 | 9 | Primary treatment valve actuator closed limit setting- 6 Years | Valve, Gate, Actuated, Outlet, PRS, Primary Tank 0700, Primary Treatment, Sludge Pumping | TAB-PRM-V-3403 | 6000000 | TAB-PRM-V-3408 | Primary treatment tank sludge hopper discharge valve actuator closed limit setting for
TAB-PRM-03 | 9 | Primary treatment valve actuator closed limit setting- 6 Years | Valve, Knife Gate, Actuated, Outlet, PRS, Primary Tank 0800, Primary Treatment, Sludge Pumping | TAB-PRM-V-3503 | 1000000 | TAB-PRM-V-3503 | Primary treatment tank sludge hopper discharge valve actuator closed limit setting for
TAB-PRM-03 | 9 | Primary treatment valve actuator closed limit setting- 6 Years | Valve, Knife Gate, Actuated, Outlet, PRS, Primary Tank 0800, Primary Treatment, Sludge Pumping | TAB-PRM-V-3503 | 2000000 | TAB-PRM-V-3504 | Primary treatment tank sludge hopper discharge valve actuator closed limit setting for
TAB-PRM-03 | 9 | Primary treatment valve actuator closed limit setting- 6 Years | Valve, Knife Gate, Actuated, Outlet, PRS, Primary Tank 0800, Primary Treatment, Sludge Pumping | TAB-PRM-V-3503 | 4000000 | TAB-PRM-V-3507 | Primary treatment tank sludge hopper discharge valve actuator closed limit setting for
TAB-PRM-03 | 9 | Primary treatment valve actuator closed limit setting- 6 Years | Valve, Knife Gate, Actuated, Outlet, PRS, Primary Tank 0800, Primary Treatment, Sludge Pumping | TAB-PRM-V-3503 | 3000000 | TAB-PRM-V-3506 | Primary treatment tank sludge hopper discharge valve actuator closed limit setting for
TAB-PRM-03 | 9 | Primary treatment valve actuator closed limit setting- 6 Years | Valve, Knife Gate, Actuated, Outlet, PRS, Primary Tank 0800, Primary Treatment, Sludge Pumping | TAB-PRM-V-3503 | 6000000 | TAB-PRM-V-3505 | Primary treatment tank sludge hopper discharge valve actuator closed limit setting for
TAB-PRM-03 | 9 | Primary treatment valve actuator closed limit setting- 6 Years | Valve, Knife Gate, Actuated, Outlet, PRS, Primary Tank 0800, Primary Treatment, Sludge Pumping | TAB-PRM-V-3503 | 5000000 | TAB-PRM-V-3508 | Primary treatment tank sludge hopper discharge valve actuator closed limit setting for
TAB-PRM-03 | 9 | Primary treatment valve actuator closed limit setting- 6 Years | Valve,Knife Gate, , Primary Sludge Transfer Pump P-3701 Discharge | TAB-PRM-V-3701B | 1000000 | TAB-PRM-V-3701B | Sludge pump discharge valve actuator closed limit setting for
TAB-PRM-03 | 9 | Primary treatment valve actuator closed limit setting- 6 Years | Valve,Knife Gate, , Primary Sludge Transfer Pump P-3701 Discharge | TAB-PRM-V-3701B | 2000000 | TAB-PRM-V-3702B | Sludge pump discharge valve actuator closed limit setting for
TAB-PRM-03 | 9 | Primary treatment valve actuator closed limit setting- 6 Years | Valve,Knife Gate, , Primary Sludge Transfer Pump P-3701 Discharge | TAB-PRM-V-3701B | 3000000 | TAB-PRM-V-3801B | Sludge pump discharge valve actuator closed limit setting for
TAB-PRM-03 | 9 | Primary treatment valve actuator closed limit setting- 6 Years | Valve,Knife Gate, , Primary Sludge Transfer Pump P-3701 Discharge | TAB-PRM-V-3701B | 4000000 | TAB-PRM-V-3802B | Sludge pump discharge valve actuator closed limit setting for
TAB-PRM-03 | 9 | Primary treatment valve actuator closed limit setting- 6 Years | Valve,Knife Gate, , Primary Sludge Transfer Pump P-3701 Discharge | TAB-PRM-V-3701B | 6000000 | TAB-PRM-V-3902B | Sludge pump discharge valve actuator closed limit setting for
TAB-PRM-03 | 9 | Primary treatment valve actuator closed limit setting- 6 Years | Valve,Knife Gate, , Primary Sludge Transfer Pump P-3701 Discharge | TAB-PRM-V-3701B | 5000000 | TAB-PRM-V-3901B | Sludge pump discharge valve actuator closed limit setting for
TAB-PRM-03 | 9 | Primary treatment valve actuator closed limit setting- 6 Years | Valve,Act.,Gate, Primary Tank 10 Sludge Outlet | TAB-PRM-V-3703 | 1000000 | TAB-PRM-V-3703 | Primary treatment tank sludge hopper discharge valve actuator closed limit setting for
TAB-PRM-03 | 9 | Primary treatment valve actuator closed limit setting- 6 Years | Valve,Act.,Gate, Primary Tank 10 Sludge Outlet | TAB-PRM-V-3703 | 3000000 | TAB-PRM-V-3705 | Primary treatment tank sludge hopper discharge valve actuator closed limit setting for
TAB-PRM-03 | 9 | Primary treatment valve actuator closed limit setting- 6 Years | Valve,Act.,Gate, Primary Tank 10 Sludge Outlet | TAB-PRM-V-3703 | 2000000 | TAB-PRM-V-3704 | Primary treatment tank sludge hopper discharge valve actuator closed limit setting for
TAB-PRM-03 | 9 | Primary treatment valve actuator closed limit setting- 6 Years | Valve,Act.,Gate, Primary Tank 10 Sludge Outlet | TAB-PRM-V-3703 | 5000000 | TAB-PRM-V-3707 | Primary treatment tank sludge hopper discharge valve actuator closed limit setting for
TAB-PRM-03 | 9 | Primary treatment valve actuator closed limit setting- 6 Years | Valve,Act.,Gate, Primary Tank 10 Sludge Outlet | TAB-PRM-V-3703 | 4000000 | TAB-PRM-V-3706 | Primary treatment tank sludge hopper discharge valve actuator closed limit setting for
TAB-PRM-03 | 9 | Primary treatment valve actuator closed limit setting- 6 Years | Valve,Act.,Gate, Primary Tank 10 Sludge Outlet | TAB-PRM-V-3703 | 6000000 | TAB-PRM-V-3708 | Primary treatment tank sludge hopper discharge valve actuator closed limit setting for
TAB-PRM-03 | 9 | Primary treatment valve actuator closed limit setting- 6 Years | Valve,Gate, Isolation, Act., Primary Sludge Routing to P-3801 & P-3802 | TAB-PRM-V-3803 | 4000000 | TAB-PRM-V-3806 | Primary treatment tank sludge hopper discharge valve actuator closed limit setting for
TAB-PRM-03 | 9 | Primary treatment valve actuator closed limit setting- 6 Years | Valve,Gate, Isolation, Act., Primary Sludge Routing to P-3801 & P-3802 | TAB-PRM-V-3803 | 5000000 | TAB-PRM-V-3807 | Primary treatment tank sludge hopper discharge valve actuator closed limit setting for
TAB-PRM-03 | 9 | Primary treatment valve actuator closed limit setting- 6 Years | Valve,Gate, Isolation, Act., Primary Sludge Routing to P-3801 & P-3802 | TAB-PRM-V-3803 | 1000000 | TAB-PRM-V-3803 | Primary treatment tank sludge hopper discharge valve actuator closed limit setting for
TAB-PRM-03 | 9 | Primary treatment valve actuator closed limit setting- 6 Years | Valve,Gate, Isolation, Act., Primary Sludge Routing to P-3801 & P-3802 | TAB-PRM-V-3803 | 6000000 | TAB-PRM-V-3808 | Primary treatment tank sludge hopper discharge valve actuator closed limit setting for
TAB-PRM-03 | 9 | Primary treatment valve actuator closed limit setting- 6 Years | Valve,Gate, Isolation, Act., Primary Sludge Routing to P-3801 & P-3802 | TAB-PRM-V-3803 | 2000000 | TAB-PRM-V-3804 | Primary treatment tank sludge hopper discharge valve actuator closed limit setting for
TAB-PRM-03 | 9 | Primary treatment valve actuator closed limit setting- 6 Years | Valve,Gate, Isolation, Act., Primary Sludge Routing to P-3801 & P-3802 | TAB-PRM-V-3803 | 3000000 | TAB-PRM-V-3805 | Primary treatment tank sludge hopper discharge valve actuator closed limit setting for
TAB-PRM-03 | 9 | Primary treatment valve actuator closed limit setting- 6 Years | Valve,Gate, Isolation, Act.,Primary Sludge Routing to P-3901 & P-3902 | TAB-PRM-V-3903 | 2000000 | TAB-PRM-V-3904 | Primary treatment tank sludge hopper discharge valve actuator closed limit setting for
TAB-PRM-03 | 9 | Primary treatment valve actuator closed limit setting- 6 Years | Valve,Gate, Isolation, Act.,Primary Sludge Routing to P-3901 & P-3902 | TAB-PRM-V-3903 | 3000000 | TAB-PRM-V-3905 | Primary treatment tank sludge hopper discharge valve actuator closed limit setting for
TAB-PRM-03 | 9 | Primary treatment valve actuator closed limit setting- 6 Years | Valve,Gate, Isolation, Act.,Primary Sludge Routing to P-3901 & P-3902 | TAB-PRM-V-3903 | 1000000 | TAB-PRM-V-3903 | Primary treatment tank sludge hopper discharge valve actuator closed limit setting for
TAB-PRM-03 | 9 | Primary treatment valve actuator closed limit setting- 6 Years | Valve,Gate, Isolation, Act.,Primary Sludge Routing to P-3901 & P-3902 | TAB-PRM-V-3903 | 4000000 | TAB-PRM-V-3906 | Primary treatment tank sludge hopper discharge valve actuator closed limit setting for
TAB-PRM-03 | 9 | Primary treatment valve actuator closed limit setting- 6 Years | Valve,Gate, Isolation, Act.,Primary Sludge Routing to P-3901 & P-3902 | TAB-PRM-V-3903 | 5000000 | TAB-PRM-V-3907 | Primary treatment tank sludge hopper discharge valve actuator closed limit setting for
TAB-PRM-03 | 9 | Primary treatment valve actuator closed limit setting- 6 Years | Valve,Gate, Isolation, Act.,Primary Sludge Routing to P-3901 & P-3902 | TAB-PRM-V-3903 | 6000000 | TAB-PRM-V-3908 | Primary treatment tank sludge hopper discharge valve actuator closed limit setting for
TAB-PWA-01 | 9 | Butterfly valves exercising and inspection, water pump motor emergency shutdown pushbuttons test- Yearly | TAB-Routine Work Area 2 | TAB-RTE-WA2 | 1000000 | TAB-PWA-V-0008 | Exercise and inspect of the isolation gate valves
TAB-PWA-01 | 9 | Butterfly valves exercising and inspection, water pump motor emergency shutdown pushbuttons test- Yearly | TAB-Routine Work Area 2 | TAB-RTE-WA2 | 2000000 | TAB-PWA-V-0009 | Exercise and inspect of the isolation gate valves
TAB-PWA-01 | 9 | Butterfly valves exercising and inspection, water pump motor emergency shutdown pushbuttons test- Yearly | TAB-Routine Work Area 2 | TAB-RTE-WA2 | 4000000 | TAB-PWA-V-0011 | Exercise and inspect of the isolation gate valves
TAB-PWA-01 | 9 | Butterfly valves exercising and inspection, water pump motor emergency shutdown pushbuttons test- Yearly | TAB-Routine Work Area 2 | TAB-RTE-WA2 | 3000000 | TAB-PWA-V-0010 | Exercise and inspect of the isolation gate valves
TAB-PWA-01 | 9 | Butterfly valves exercising and inspection, water pump motor emergency shutdown pushbuttons test- Yearly | TAB-Routine Work Area 2 | TAB-RTE-WA2 | 5000000 | TAB-PWA-V-0012 | Exercise and inspect of the isolation gate valves
TAB-PWA-01 | 9 | Butterfly valves exercising and inspection, water pump motor emergency shutdown pushbuttons test- Yearly | TAB-Routine Work Area 2 | TAB-RTE-WA2 | 6000000 | TAB-PWA-V-0013 | Exercise and inspect of the isolation gate valves
TAB-PWA-01 | 18 | Plant Water Bldg- Plant Water Automatic Strainer Inspection- Weekly | TAB-Routine Work Area 2 | TAB-RTE-WA2 | 4000000 | TAB-PWA-STR-2640 | Plant Water Bldg Plant Water Automatic Strainer Inspection Weekly for
TAB-PWA-01 | 18 | Plant Water Bldg- Plant Water Automatic Strainer Inspection- Weekly | TAB-Routine Work Area 2 | TAB-RTE-WA2 | 1000000 | TAB-PWA-STR-2610 | Plant Water Bldg Plant Water Automatic Strainer Inspection Weekly for
TAB-PWA-01 | 18 | Plant Water Bldg- Plant Water Automatic Strainer Inspection- Weekly | TAB-Routine Work Area 2 | TAB-RTE-WA2 | 6000000 | TAB-PWA-STR-2660 | Plant Water Bldg Plant Water Automatic Strainer Inspection Weekly for
TAB-PWA-01 | 18 | Plant Water Bldg- Plant Water Automatic Strainer Inspection- Weekly | TAB-Routine Work Area 2 | TAB-RTE-WA2 | 2000000 | TAB-PWA-STR-2620 | Plant Water Bldg Plant Water Automatic Strainer Inspection Weekly for
TAB-PWA-01 | 18 | Plant Water Bldg- Plant Water Automatic Strainer Inspection- Weekly | TAB-Routine Work Area 2 | TAB-RTE-WA2 | 3000000 | TAB-PWA-STR-2630 | Plant Water Bldg Plant Water Automatic Strainer Inspection Weekly for
TAB-PWA-01 | 18 | Plant Water Bldg- Plant Water Automatic Strainer Inspection- Weekly | TAB-Routine Work Area 2 | TAB-RTE-WA2 | 5000000 | TAB-PWA-STR-2650 | Plant Water Bldg Plant Water Automatic Strainer Inspection Weekly for
TAB-PWA-02 | 6 | Test the main control panel power status indicator lamp element- Yearly | Motor Control Centre, Plant Water Bldg | TAB-EL3-MCC-6224 | 2000000 | TAB-EL3-MCC-6224 | Test the sodium hypochlorite main control panel power status indicator lamp element
TAB-PWA-02 | 6 | Test the main control panel power status indicator lamp element- Yearly | Motor Control Centre, Plant Water Bldg | TAB-EL3-MCC-6224 | 1000000 | TAB-EL3-MCC-6224 | Test the sodium hypochlorite main control panel power status indicator lamp element
TAB-PWA-02 | 10 | Visual Inspection of Flow Indicating Transmitter-Quarterly | TAB-Routine Work Area 2 | TAB-RTE-WA2 | 1000000 | TAB-PWA-FIT-2601 | Visual Inspection of Flow Indicating TransmitterQuarterly for
TAB-PWA-02 | 10 | Visual Inspection of Flow Indicating Transmitter-Quarterly | TAB-Routine Work Area 2 | TAB-RTE-WA2 | 2000000 | TAB-PWA-FIT-2602 | Visual Inspection of Flow Indicating TransmitterQuarterly for
TAB-PWA-02 | 12 | Plant Water Strainer Pressure Differential Switch Maintenance- Quarterly | TAB-Routine Work Area 2 | TAB-RTE-WA2 | 1000000 | TAB-PWA-PDSH-2610 | Plant Water Strainer Pressure Differential Switch Maintenance Quarterly for
TAB-PWA-02 | 12 | Plant Water Strainer Pressure Differential Switch Maintenance- Quarterly | TAB-Routine Work Area 2 | TAB-RTE-WA2 | 3000000 | TAB-PWA-PDSH-2630 | Plant Water Strainer Pressure Differential Switch Maintenance Quarterly for
TAB-PWA-02 | 12 | Plant Water Strainer Pressure Differential Switch Maintenance- Quarterly | TAB-Routine Work Area 2 | TAB-RTE-WA2 | 2000000 | TAB-PWA-PDSH-2620 | Plant Water Strainer Pressure Differential Switch Maintenance Quarterly for
TAB-PWA-02 | 12 | Plant Water Strainer Pressure Differential Switch Maintenance- Quarterly | TAB-Routine Work Area 2 | TAB-RTE-WA2 | 4000000 | TAB-PWA-PDSH-2640 | Plant Water Strainer Pressure Differential Switch Maintenance Quarterly for
TAB-PWA-02 | 12 | Plant Water Strainer Pressure Differential Switch Maintenance- Quarterly | TAB-Routine Work Area 2 | TAB-RTE-WA2 | 5000000 | TAB-PWA-PDSH-2650 | Plant Water Strainer Pressure Differential Switch Maintenance Quarterly for
TAB-PWA-02 | 12 | Plant Water Strainer Pressure Differential Switch Maintenance- Quarterly | TAB-Routine Work Area 2 | TAB-RTE-WA2 | 6000000 | TAB-PWA-PDSH-2660 | Plant Water Strainer Pressure Differential Switch Maintenance Quarterly for
TAB-PWA-02 | 18 | PWPS- SPD/VSS inspection and Maintenance- 6 months | TAB-Routine Power Distribution Plant Wide | TAB-RTE-PD | 2000000 | TAB-EL3-VSS-6018 | SPDVSS inspection and Maintenance 6 months for
TAB-PWA-02 | 18 | PWPS- SPD/VSS inspection and Maintenance- 6 months | TAB-Routine Power Distribution Plant Wide | TAB-RTE-PD | 1000000 | TAB-EL3-VSS-6017 | SPDVSS inspection and Maintenance 6 months for
TAB-PWA-02 | 18 | PWPS- SPD/VSS inspection and Maintenance- 6 months | TAB-Routine Power Distribution Plant Wide | TAB-RTE-PD | 3000000 | TAB-EL3-VSS-6701 | SPDVSS inspection and Maintenance 6 months for
TAB-PWA-02 | 18 | PWPS- SPD/VSS inspection and Maintenance- 6 months | TAB-Routine Power Distribution Plant Wide | TAB-RTE-PD | 4000000 | TAB-EL3-VSS-6702 | SPDVSS inspection and Maintenance 6 months for
TAB-PWA-02 | 18 | PWPS- SPD/VSS inspection and Maintenance- 6 months | TAB-Routine Power Distribution Plant Wide | TAB-RTE-PD | 6000000 | TAB-EL3-SPD-6224 | SPDVSS inspection and Maintenance 6 months for
TAB-PWA-02 | 18 | PWPS- SPD/VSS inspection and Maintenance- 6 months | TAB-Routine Power Distribution Plant Wide | TAB-RTE-PD | 5000000 | TAB-EL3-SPD-6126 | SPDVSS inspection and Maintenance 6 months for
TAB-RSP-01 | 1 | M- Bldg Knife Gate Valve Exercise-6 Monthly | TAB-Routine Work Area 1 | TAB-RTE-WA1 | 2000000 | TAB-RSP-V-0009 | M Bldg Knife Gate Valve Exercise6 Monthly for
TAB-RSP-01 | 1 | M- Bldg Knife Gate Valve Exercise-6 Monthly | TAB-Routine Work Area 1 | TAB-RTE-WA1 | 1000000 | TAB-RSP-V-0008 | M Bldg Knife Gate Valve Exercise6 Monthly for
TAB-RSP-01 | 1 | M- Bldg Knife Gate Valve Exercise-6 Monthly | TAB-Routine Work Area 1 | TAB-RTE-WA1 | 3000000 | TAB-RSP-V-0023 | M Bldg Knife Gate Valve Exercise6 Monthly for
TAB-RSP-01 | 1 | M- Bldg Knife Gate Valve Exercise-6 Monthly | TAB-Routine Work Area 1 | TAB-RTE-WA1 | 5000000 | TAB-RSP-V-0032 | M Bldg Knife Gate Valve Exercise6 Monthly for
TAB-RSP-01 | 1 | M- Bldg Knife Gate Valve Exercise-6 Monthly | TAB-Routine Work Area 1 | TAB-RTE-WA1 | 4000000 | TAB-RSP-V-0031 | M Bldg Knife Gate Valve Exercise6 Monthly for
TAB-RSP-01 | 1 | M- Bldg Knife Gate Valve Exercise-6 Monthly | TAB-Routine Work Area 1 | TAB-RTE-WA1 | 6000000 | TAB-RSP-V-0041 | M Bldg Knife Gate Valve Exercise6 Monthly for
TAB-RSP-01 | 1 | M- Bldg Knife Gate Valve Exercise-6 Monthly | TAB-Routine Work Area 1 | TAB-RTE-WA1 | 7000000 | TAB-RSP-V-0042 | M Bldg Knife Gate Valve Exercise6 Monthly for
TAB-RSP-01 | 2 | T- Bldg Knife Gate Valve Exercise-6 Monthly | TAB-Routine Work Area 1 | TAB-RTE-WA1 | 1000000 | TAB-RSP-V-0010 | T Bldg Knife Gate Valve Exercise6 Monthly for
TAB-RSP-01 | 2 | T- Bldg Knife Gate Valve Exercise-6 Monthly | TAB-Routine Work Area 1 | TAB-RTE-WA1 | 2000000 | TAB-RSP-V-0101 | T Bldg Knife Gate Valve Exercise6 Monthly for
TAB-RSP-01 | 2 | T- Bldg Knife Gate Valve Exercise-6 Monthly | TAB-Routine Work Area 1 | TAB-RTE-WA1 | 3000000 | TAB-RSP-V-0102 | T Bldg Knife Gate Valve Exercise6 Monthly for
TAB-RSP-01 | 3 | Bosker inspection - Weekly | TAB-Routine Work Area 1 | TAB-RTE-WA1 | 1000000 | TAB-RSP-CRN-2001 | Bosker Inspection for
TAB-RSP-01 | 3 | Bosker inspection - Weekly | TAB-Routine Work Area 1 | TAB-RTE-WA1 | 2000000 | TAB-RSP-CRN-2002 | Bosker Inspection for
TAB-SA-02 | 2 | Aux. Bldg Motorized Door Inspection & Maintenance- Quarterly | TAB-Routine Work Area 6 | TAB-RTE-WA6 | 1000000 | TAB-AUX-DR-8001 | Aux Bldg Motorized Door Inspection Maintenance Quarterly for
TAB-SA-02 | 2 | Aux. Bldg Motorized Door Inspection & Maintenance- Quarterly | TAB-Routine Work Area 6 | TAB-RTE-WA6 | 2000000 | TAB-AUX-DR-8002 | Aux Bldg Motorized Door Inspection Maintenance Quarterly for
TAB-SA-02 | 3 | Aux. Bldg Motorized Door Inspection & Maintenance- 6 Monthly | TAB-Routine Work Area 6 | TAB-RTE-WA6 | 1000000 | TAB-AUX-DR-8001 | Aux Bldg Motorized Door Inspection Maintenance 6 Monthly for
TAB-SA-02 | 3 | Aux. Bldg Motorized Door Inspection & Maintenance- 6 Monthly | TAB-Routine Work Area 6 | TAB-RTE-WA6 | 2000000 | TAB-AUX-DR-8002 | Aux Bldg Motorized Door Inspection Maintenance 6 Monthly for
TAB-SA-02 | 10 | Chemical Dryer Inspection & Maintenance- Weekly | TAB-Routine Work Area 6 | TAB-RTE-WA6 | 1000000 | TAB-SA-D-0800 | Chemical Dryer Inspection Maintenance Weekly for
TAB-SA-02 | 10 | Chemical Dryer Inspection & Maintenance- Weekly | TAB-Routine Work Area 6 | TAB-RTE-WA6 | 4000000 | TAB-SA-D-2600 | Chemical Dryer Inspection Maintenance Weekly for
TAB-SA-02 | 10 | Chemical Dryer Inspection & Maintenance- Weekly | TAB-Routine Work Area 6 | TAB-RTE-WA6 | 2000000 | TAB-SA-D-0900 | Chemical Dryer Inspection Maintenance Weekly for
TAB-SA-02 | 10 | Chemical Dryer Inspection & Maintenance- Weekly | TAB-Routine Work Area 6 | TAB-RTE-WA6 | 3000000 | TAB-SA-D-1000 | Chemical Dryer Inspection Maintenance Weekly for
TAB-SA-02 | 11 | Chemical Dryer Inspection & Maintenance- Quarterly | TAB-Routine Work Area 6 | TAB-RTE-WA6 | 1000000 | TAB-SA-D-0800 | Chemical Dryer Inspection Maintenance Quarterly for
TAB-SA-02 | 11 | Chemical Dryer Inspection & Maintenance- Quarterly | TAB-Routine Work Area 6 | TAB-RTE-WA6 | 3000000 | TAB-SA-D-1000 | Chemical Dryer Inspection Maintenance Quarterly for
TAB-SA-02 | 11 | Chemical Dryer Inspection & Maintenance- Quarterly | TAB-Routine Work Area 6 | TAB-RTE-WA6 | 2000000 | TAB-SA-D-0900 | Chemical Dryer Inspection Maintenance Quarterly for
TAB-SA-02 | 11 | Chemical Dryer Inspection & Maintenance- Quarterly | TAB-Routine Work Area 6 | TAB-RTE-WA6 | 4000000 | TAB-SA-D-2600 | Chemical Dryer Inspection Maintenance Quarterly for
TAB-SA-02 | 12 | Roof Top Dry Air Cooler Maintenance- 6 Monthly | TAB-Routine Work Area 6 | TAB-RTE-WA6 | 2000000 | TAB-SA-HE-2100 | Roof Top Dry Air Cooler Maintenance 6 Monthly for
TAB-SA-02 | 12 | Roof Top Dry Air Cooler Maintenance- 6 Monthly | TAB-Routine Work Area 6 | TAB-RTE-WA6 | 1000000 | TAB-SA-HE-2000 | Roof Top Dry Air Cooler Maintenance 6 Monthly for
TAB-SA-02 | 14 | Roof Top Dry Air Cooler Maintenance- 5 years | TAB-Routine Work Area 6 | TAB-RTE-WA6 | 1000000 | TAB-SA-HE-2000 | Roof Top Dry Air Cooler Maintenance 5 years for
TAB-SA-02 | 14 | Roof Top Dry Air Cooler Maintenance- 5 years | TAB-Routine Work Area 6 | TAB-RTE-WA6 | 2000000 | TAB-SA-HE-2100 | Roof Top Dry Air Cooler Maintenance 5 years for
TAB-SA-02 | 17 | SA Compressor,Primary Glycol Pump Inspection & Maintenance - Quarterly | TAB-Routine Work Area 6 | TAB-RTE-WA6 | 1000000 | TAB-SA-P-1800A | Primary Glycol Pump Inspection Maintenance Quarterly for
TAB-SA-02 | 17 | SA Compressor,Primary Glycol Pump Inspection & Maintenance - Quarterly | TAB-Routine Work Area 6 | TAB-RTE-WA6 | 2000000 | TAB-SA-P-1800B | Primary Glycol Pump Inspection Maintenance Quarterly for
TAB-SA-03 | 6 | Air Comp. Flow Switch Calibration and verification- 6 Monthly | TAB-Routine Work Area 6 | TAB-RTE-WA6 | 1000000 | TAB-SA-FSL-1801A | Flow Switch Calibration and verification 6 Monthly for
TAB-SA-03 | 6 | Air Comp. Flow Switch Calibration and verification- 6 Monthly | TAB-Routine Work Area 6 | TAB-RTE-WA6 | 2000000 | TAB-SA-FSL-1801B | Flow Switch Calibration and verification 6 Monthly for
TAB-SA-03 | 6 | Air Comp. Flow Switch Calibration and verification- 6 Monthly | TAB-Routine Work Area 6 | TAB-RTE-WA6 | 3000000 | TAB-CW-FSH-2401 | Flow Switch Calibration and verification 6 Monthly for
TAB-SGV | 8 | Exercise and inspect the sluice gate valve- Plant Water Building, Route 2 | Sluice,Gate,Act, P. W. P. S., 1st Floor | TAB-PWA-G-2656 | 2000000 | TAB-PWA-G-2657 | Exercise and inspect the slice gate valve
TAB-SGV | 8 | Exercise and inspect the sluice gate valve- Plant Water Building, Route 2 | Sluice,Gate,Act, P. W. P. S., 1st Floor | TAB-PWA-G-2656 | 1000000 | TAB-PWA-G-2656 | Exercise and inspect the slice gate valve
TAB-SGV | 8 | Exercise and inspect the sluice gate valve- Plant Water Building, Route 2 | Sluice,Gate,Act, P. W. P. S., 1st Floor | TAB-PWA-G-2656 | 3000000 | TAB-PWA-G-2658 | Exercise and inspect the slice gate valve
TAB-SGV | 8 | Exercise and inspect the sluice gate valve- Plant Water Building, Route 2 | Sluice,Gate,Act, P. W. P. S., 1st Floor | TAB-PWA-G-2656 | 4000000 | TAB-PWA-G-2659 | Exercise and inspect the slice gate valve
TAB-SGV | 8 | Exercise and inspect the sluice gate valve- Plant Water Building, Route 2 | Sluice,Gate,Act, P. W. P. S., 1st Floor | TAB-PWA-G-2656 | 5000000 | TAB-PWA-G-2660 | Exercise and inspect the slice gate valve
TAB-SGV | 8 | Exercise and inspect the sluice gate valve- Plant Water Building, Route 2 | Sluice,Gate,Act, P. W. P. S., 1st Floor | TAB-PWA-G-2656 | 6000000 | TAB-PWA-G-2661 | Exercise and inspect the slice gate valve
TAB-SGV | 8 | Exercise and inspect the sluice gate valve- Plant Water Building, Route 2 | Sluice,Gate,Act, P. W. P. S., 1st Floor | TAB-PWA-G-2656 | 7000000 | TAB-PWA-G-2662 | Exercise and inspect the slice gate valve
TAB-SGV | 8 | Exercise and inspect the sluice gate valve- Plant Water Building, Route 2 | Sluice,Gate,Act, P. W. P. S., 1st Floor | TAB-PWA-G-2656 | 8000000 | TAB-PWA-G-2663 | Exercise and inspect the slice gate valve
TAB-SGV | 15 | Sluice Gate and Actuator inspection, Exercise and Lubrication- 6Months | TAB-Routine Work Area 2 | TAB-RTE-WA2 | 2000000 | TAB-STR-G-0032 | Sluice Gate and Actuator inspection Exercise and Lubrication 6Months for
TAB-SGV | 15 | Sluice Gate and Actuator inspection, Exercise and Lubrication- 6Months | TAB-Routine Work Area 2 | TAB-RTE-WA2 | 1000000 | TAB-STR-G-0031 | Sluice Gate and Actuator inspection Exercise and Lubrication 6Months for
TAB-SGV | 15 | Sluice Gate and Actuator inspection, Exercise and Lubrication- 6Months | TAB-Routine Work Area 2 | TAB-RTE-WA2 | 3000000 | TAB-STR-G-0033 | Sluice Gate and Actuator inspection Exercise and Lubrication 6Months for
TAB-SGV | 15 | Sluice Gate and Actuator inspection, Exercise and Lubrication- 6Months | TAB-Routine Work Area 2 | TAB-RTE-WA2 | 4000000 | TAB-STR-G-0034 | Sluice Gate and Actuator inspection Exercise and Lubrication 6Months for
TAB-SLO-01 | 8 | Exercise TLF,OCS Valves for movement-6 Monthly | TAB-Routine Work Area 4 | TAB-RTE-WA4 | 1000000 | TAB-OCS-V-8100 | Exercise the gate from normal operating position to opposite position and back for
TAB-SLO-01 | 8 | Exercise TLF,OCS Valves for movement-6 Monthly | TAB-Routine Work Area 4 | TAB-RTE-WA4 | 3000000 | TAB-OCS-V-8101 | Exercise the gate from normal operating position to opposite position and back for
TAB-SLO-01 | 8 | Exercise TLF,OCS Valves for movement-6 Monthly | TAB-Routine Work Area 4 | TAB-RTE-WA4 | 2000000 | TAB-OCS-V-8200 | Exercise the gate from normal operating position to opposite position and back for
TAB-SLO-01 | 8 | Exercise TLF,OCS Valves for movement-6 Monthly | TAB-Routine Work Area 4 | TAB-RTE-WA4 | 4000000 | TAB-OCS-V-8201 | Exercise the gate from normal operating position to opposite position and back for
TAB-SLO-01 | 8 | Exercise TLF,OCS Valves for movement-6 Monthly | TAB-Routine Work Area 4 | TAB-RTE-WA4 | 6000000 | TAB-OCS-V-8512 | Exercise the gate from normal operating position to opposite position and back for
TAB-SLO-01 | 8 | Exercise TLF,OCS Valves for movement-6 Monthly | TAB-Routine Work Area 4 | TAB-RTE-WA4 | 5000000 | TAB-OCS-V-8511 | Exercise the gate from normal operating position to opposite position and back for
TAB-SLO-01 | 8 | Exercise TLF,OCS Valves for movement-6 Monthly | TAB-Routine Work Area 4 | TAB-RTE-WA4 | 8000000 | TAB-OCS-V-8521 | Exercise the gate from normal operating position to opposite position and back for
TAB-SLO-01 | 8 | Exercise TLF,OCS Valves for movement-6 Monthly | TAB-Routine Work Area 4 | TAB-RTE-WA4 | 7000000 | TAB-OCS-V-8514 | Exercise the gate from normal operating position to opposite position and back for
TAB-SLO-01 | 8 | Exercise TLF,OCS Valves for movement-6 Monthly | TAB-Routine Work Area 4 | TAB-RTE-WA4 | 9000000 | TAB-OCS-V-8522 | Exercise the gate from normal operating position to opposite position and back for
TAB-SLO-01 | 8 | Exercise TLF,OCS Valves for movement-6 Monthly | TAB-Routine Work Area 4 | TAB-RTE-WA4 | 13000000 | TAB-OCS-V-8534 | Exercise the gate from normal operating position to opposite position and back for
TAB-SLO-01 | 8 | Exercise TLF,OCS Valves for movement-6 Monthly | TAB-Routine Work Area 4 | TAB-RTE-WA4 | 10000000 | TAB-OCS-V-8524 | Exercise the gate from normal operating position to opposite position and back for
TAB-SLO-01 | 8 | Exercise TLF,OCS Valves for movement-6 Monthly | TAB-Routine Work Area 4 | TAB-RTE-WA4 | 15000000 | TAB-OCS-V-8525 | Exercise the gate from normal operating position to opposite position and back for
TAB-SLO-01 | 8 | Exercise TLF,OCS Valves for movement-6 Monthly | TAB-Routine Work Area 4 | TAB-RTE-WA4 | 11000000 | TAB-OCS-V-8531 | Exercise the gate from normal operating position to opposite position and back for
TAB-SLO-01 | 8 | Exercise TLF,OCS Valves for movement-6 Monthly | TAB-Routine Work Area 4 | TAB-RTE-WA4 | 16000000 | TAB-OCS-V-8517 | Exercise the gate from normal operating position to opposite position and back for
TAB-SLO-01 | 8 | Exercise TLF,OCS Valves for movement-6 Monthly | TAB-Routine Work Area 4 | TAB-RTE-WA4 | 12000000 | TAB-OCS-V-8532 | Exercise the gate from normal operating position to opposite position and back for
TAB-SLO-01 | 8 | Exercise TLF,OCS Valves for movement-6 Monthly | TAB-Routine Work Area 4 | TAB-RTE-WA4 | 20000000 | TAB-OCS-V-8300 | Exercise the gate from normal operating position to opposite position and back for
TAB-SLO-01 | 8 | Exercise TLF,OCS Valves for movement-6 Monthly | TAB-Routine Work Area 4 | TAB-RTE-WA4 | 14000000 | TAB-OCS-V-8515 | Exercise the gate from normal operating position to opposite position and back for
TAB-SLO-01 | 8 | Exercise TLF,OCS Valves for movement-6 Monthly | TAB-Routine Work Area 4 | TAB-RTE-WA4 | 22000000 | TAB-OCS-V-8401 | Exercise the gate from normal operating position to opposite position and back for
TAB-SLO-01 | 8 | Exercise TLF,OCS Valves for movement-6 Monthly | TAB-Routine Work Area 4 | TAB-RTE-WA4 | 17000000 | TAB-OCS-V-8526 | Exercise the gate from normal operating position to opposite position and back for
TAB-SLO-01 | 8 | Exercise TLF,OCS Valves for movement-6 Monthly | TAB-Routine Work Area 4 | TAB-RTE-WA4 | 23000000 | TAB-OCS-V-8301 | Exercise the gate from normal operating position to opposite position and back for
TAB-SLO-01 | 8 | Exercise TLF,OCS Valves for movement-6 Monthly | TAB-Routine Work Area 4 | TAB-RTE-WA4 | 18000000 | TAB-OCS-V-8527 | Exercise the gate from normal operating position to opposite position and back for
TAB-SLO-01 | 8 | Exercise TLF,OCS Valves for movement-6 Monthly | TAB-Routine Work Area 4 | TAB-RTE-WA4 | 24000000 | TAB-OCS-V-8519 | Exercise the gate from normal operating position to opposite position and back for
TAB-SLO-01 | 8 | Exercise TLF,OCS Valves for movement-6 Monthly | TAB-Routine Work Area 4 | TAB-RTE-WA4 | 19000000 | TAB-OCS-V-8528 | Exercise the gate from normal operating position to opposite position and back for
TAB-SLO-01 | 8 | Exercise TLF,OCS Valves for movement-6 Monthly | TAB-Routine Work Area 4 | TAB-RTE-WA4 | 26000000 | TAB-OCS-V-8540 | Exercise the gate from normal operating position to opposite position and back for
TAB-SLO-01 | 8 | Exercise TLF,OCS Valves for movement-6 Monthly | TAB-Routine Work Area 4 | TAB-RTE-WA4 | 21000000 | TAB-OCS-V-8400 | Exercise the gate from normal operating position to opposite position and back for
TAB-SLO-01 | 8 | Exercise TLF,OCS Valves for movement-6 Monthly | TAB-Routine Work Area 4 | TAB-RTE-WA4 | 28000000 | TAB-OCS-V-8542 | Exercise the gate from normal operating position to opposite position and back for
TAB-SLO-01 | 8 | Exercise TLF,OCS Valves for movement-6 Monthly | TAB-Routine Work Area 4 | TAB-RTE-WA4 | 25000000 | TAB-OCS-V-8529 | Exercise the gate from normal operating position to opposite position and back for
TAB-SLO-01 | 8 | Exercise TLF,OCS Valves for movement-6 Monthly | TAB-Routine Work Area 4 | TAB-RTE-WA4 | 29000000 | TAB-OCS-V-8543 | Exercise the gate from normal operating position to opposite position and back for
TAB-SLO-01 | 8 | Exercise TLF,OCS Valves for movement-6 Monthly | TAB-Routine Work Area 4 | TAB-RTE-WA4 | 27000000 | TAB-OCS-V-8541 | Exercise the gate from normal operating position to opposite position and back for
TAB-SLO-02 | 16 | Oil Analysis- Yearly | Conveyor, Screw, HBS-302, Hopper #1 Discharge | TAB-SLO-CV-0321 | 1000000 | TAB-SLO-CV-0321 | Take a oil sample from the connveyor gearbox for analysis
TAB-SLO-02 | 16 | Oil Analysis- Yearly | Conveyor, Screw, HBS-302, Hopper #1 Discharge | TAB-SLO-CV-0321 | 2000000 | TAB-SLO-CV-0322 | Take a oil sample from the connveyor gearbox for analysis
TAB-SLO-02 | 16 | Oil Analysis- Yearly | Conveyor, Screw, HBS-302, Hopper #1 Discharge | TAB-SLO-CV-0321 | 3000000 | TAB-SLO-CV-0323 | Take a oil sample from the connveyor gearbox for analysis
TAB-SLO-02 | 16 | Oil Analysis- Yearly | Conveyor, Screw, HBS-302, Hopper #1 Discharge | TAB-SLO-CV-0321 | 4000000 | TAB-SLO-CV-0324 | Take a oil sample from the connveyor gearbox for analysis
TAB-SLO-02 | 16 | Oil Analysis- Yearly | Conveyor, Screw, HBS-302, Hopper #1 Discharge | TAB-SLO-CV-0321 | 5000000 | TAB-SLO-CV-0325 | Take a oil sample from the connveyor gearbox for analysis
TAB-SLO-02 | 16 | Oil Analysis- Yearly | Conveyor, Screw, HBS-302, Hopper #1 Discharge | TAB-SLO-CV-0321 | 6000000 | TAB-SLO-CV-0326 | Take a oil sample from the connveyor gearbox for analysis
TAB-SLO-02 | 16 | Oil Analysis- Yearly | Conveyor, Screw, HBS-302, Hopper #1 Discharge | TAB-SLO-CV-0321 | 7000000 | TAB-SLO-CV-0327 | Take a oil sample from the connveyor gearbox for analysis
TAB-SLO-02 | 16 | Oil Analysis- Yearly | Conveyor, Screw, HBS-302, Hopper #1 Discharge | TAB-SLO-CV-0321 | 8000000 | TAB-SLO-CV-0328 | Take a oil sample from the connveyor gearbox for analysis
TAB-SLO-02 | 24 | Lubrication And Inspection Task, Schwing Pumps- Weekly | TAB-Routine Work Area 4 | TAB-RTE-WA4 | 2000000 | TAB-SLO-P-0202 | Check and top up grease for the auto greaser and other lubbrication points
TAB-SLO-02 | 24 | Lubrication And Inspection Task, Schwing Pumps- Weekly | TAB-Routine Work Area 4 | TAB-RTE-WA4 | 1000000 | TAB-SLO-P-0201 | Check and top up grease for the auto greaser and other lubbrication points
TAB-SLO-02 | 24 | Lubrication And Inspection Task, Schwing Pumps- Weekly | TAB-Routine Work Area 4 | TAB-RTE-WA4 | 3000000 | TAB-SLO-P-0203 | Check and top up grease for the auto greaser and other lubbrication points
TAB-SLO-02 | 25 | Vehicle Weekly Inspection | TAB-Routine Work Area 4 | TAB-RTE-WA4 | 1000000 | TAB-GRK-VEH-378334 | Weekly Inspection of Vehicle for
TAB-SLO-02 | 25 | Vehicle Weekly Inspection | TAB-Routine Work Area 4 | TAB-RTE-WA4 | 2000000 | TAB-GRK-VEH-378394 | Weekly Inspection of Vehicle for
TAB-SLO-02 | 26 | Lubrication of Hopper Conveyor Shaft Packing - Weekly | TAB-Routine Work Area 4 | TAB-RTE-WA4 | 1000000 | TAB-SLO-CV-0321 | Lubricate Conveyor Shaft Packing
TAB-SLO-02 | 26 | Lubrication of Hopper Conveyor Shaft Packing - Weekly | TAB-Routine Work Area 4 | TAB-RTE-WA4 | 2000000 | TAB-SLO-CV-0322 | Lubricate Conveyor Shaft Packing
TAB-SLO-02 | 26 | Lubrication of Hopper Conveyor Shaft Packing - Weekly | TAB-Routine Work Area 4 | TAB-RTE-WA4 | 3000000 | TAB-SLO-CV-0323 | Lubricate Conveyor Shaft Packing
TAB-SLO-02 | 26 | Lubrication of Hopper Conveyor Shaft Packing - Weekly | TAB-Routine Work Area 4 | TAB-RTE-WA4 | 4000000 | TAB-SLO-CV-0324 | Lubricate Conveyor Shaft Packing
TAB-SLO-02 | 26 | Lubrication of Hopper Conveyor Shaft Packing - Weekly | TAB-Routine Work Area 4 | TAB-RTE-WA4 | 5000000 | TAB-SLO-CV-0325 | Lubricate Conveyor Shaft Packing
TAB-SLO-02 | 26 | Lubrication of Hopper Conveyor Shaft Packing - Weekly | TAB-Routine Work Area 4 | TAB-RTE-WA4 | 6000000 | TAB-SLO-CV-0326 | Lubricate Conveyor Shaft Packing
TAB-SLO-02 | 26 | Lubrication of Hopper Conveyor Shaft Packing - Weekly | TAB-Routine Work Area 4 | TAB-RTE-WA4 | 7000000 | TAB-SLO-CV-0327 | Lubricate Conveyor Shaft Packing
TAB-SLO-02 | 26 | Lubrication of Hopper Conveyor Shaft Packing - Weekly | TAB-Routine Work Area 4 | TAB-RTE-WA4 | 8000000 | TAB-SLO-CV-0328 | Lubricate Conveyor Shaft Packing
TAB-SLO-02 | 28 | Check TLF Biofilter Media moisture content, and pH (Legislative) | TAB-Routine Work Area 4 | TAB-RTE-WA4 | 1000000 | TAB-OCS-F-8100 | Check TLF BioFilter Media Moisture Content and pHLegislativeTAB for
TAB-SLO-02 | 28 | Check TLF Biofilter Media moisture content, and pH (Legislative) | TAB-Routine Work Area 4 | TAB-RTE-WA4 | 3000000 | TAB-OCS-F-8300 | Check TLF BioFilter Media Moisture Content and pHLegislativeTAB for
TAB-SLO-02 | 28 | Check TLF Biofilter Media moisture content, and pH (Legislative) | TAB-Routine Work Area 4 | TAB-RTE-WA4 | 2000000 | TAB-OCS-F-8200 | Check TLF BioFilter Media Moisture Content and pHLegislativeTAB for
TAB-SLO-02 | 28 | Check TLF Biofilter Media moisture content, and pH (Legislative) | TAB-Routine Work Area 4 | TAB-RTE-WA4 | 4000000 | TAB-OCS-F-8400 | Check TLF BioFilter Media Moisture Content and pHLegislativeTAB for
TAB-SLO-02 | 29 | TLF,OCS Recirculation Pumps-Inspection and Maintenance-Quarterly | TAB-Routine Work Area 4 | TAB-RTE-WA4 | 1000000 | TAB-OCS-P-8510 | Inspect Pump for Leakage and Proper Operation for
TAB-SLO-02 | 29 | TLF,OCS Recirculation Pumps-Inspection and Maintenance-Quarterly | TAB-Routine Work Area 4 | TAB-RTE-WA4 | 3000000 | TAB-OCS-P-8530 | Inspect Pump for Leakage and Proper Operation for
TAB-SLO-02 | 29 | TLF,OCS Recirculation Pumps-Inspection and Maintenance-Quarterly | TAB-Routine Work Area 4 | TAB-RTE-WA4 | 2000000 | TAB-OCS-P-8520 | Inspect Pump for Leakage and Proper Operation for
TAB-SLO-02 | 31 | Check for Wear and Lubricate TLF, OCS Damper Linkages-6 Monthly | TAB-Routine Work Area 4 | TAB-RTE-WA4 | 1000000 | TAB-OCS-DM-8101 | Check for Wear and Lubricate Damper LinkagesTAB for
TAB-SLO-02 | 31 | Check for Wear and Lubricate TLF, OCS Damper Linkages-6 Monthly | TAB-Routine Work Area 4 | TAB-RTE-WA4 | 3000000 | TAB-OCS-DM-8201 | Check for Wear and Lubricate Damper LinkagesTAB for
TAB-SLO-02 | 31 | Check for Wear and Lubricate TLF, OCS Damper Linkages-6 Monthly | TAB-Routine Work Area 4 | TAB-RTE-WA4 | 2000000 | TAB-OCS-DM-8102 | Check for Wear and Lubricate Damper LinkagesTAB for
TAB-SLO-02 | 31 | Check for Wear and Lubricate TLF, OCS Damper Linkages-6 Monthly | TAB-Routine Work Area 4 | TAB-RTE-WA4 | 8000000 | TAB-OCS-DM-8522 | Check for Wear and Lubricate Damper LinkagesTAB for
TAB-SLO-02 | 31 | Check for Wear and Lubricate TLF, OCS Damper Linkages-6 Monthly | TAB-Routine Work Area 4 | TAB-RTE-WA4 | 4000000 | TAB-OCS-DM-8202 | Check for Wear and Lubricate Damper LinkagesTAB for
TAB-SLO-02 | 31 | Check for Wear and Lubricate TLF, OCS Damper Linkages-6 Monthly | TAB-Routine Work Area 4 | TAB-RTE-WA4 | 12000000 | TAB-OCS-DM-8022 | Check for Wear and Lubricate Damper LinkagesTAB for
TAB-SLO-02 | 31 | Check for Wear and Lubricate TLF, OCS Damper Linkages-6 Monthly | TAB-Routine Work Area 4 | TAB-RTE-WA4 | 5000000 | TAB-OCS-DM-8511 | Check for Wear and Lubricate Damper LinkagesTAB for
TAB-SLO-02 | 31 | Check for Wear and Lubricate TLF, OCS Damper Linkages-6 Monthly | TAB-Routine Work Area 4 | TAB-RTE-WA4 | 20000000 | TAB-OCS-DM-8930 | Check for Wear and Lubricate Damper LinkagesTAB for
TAB-SLO-02 | 31 | Check for Wear and Lubricate TLF, OCS Damper Linkages-6 Monthly | TAB-Routine Work Area 4 | TAB-RTE-WA4 | 6000000 | TAB-OCS-DM-8512 | Check for Wear and Lubricate Damper LinkagesTAB for
TAB-SLO-02 | 31 | Check for Wear and Lubricate TLF, OCS Damper Linkages-6 Monthly | TAB-Routine Work Area 4 | TAB-RTE-WA4 | 21000000 | TAB-OCS-DM-8940 | Check for Wear and Lubricate Damper LinkagesTAB for
TAB-SLO-02 | 31 | Check for Wear and Lubricate TLF, OCS Damper Linkages-6 Monthly | TAB-Routine Work Area 4 | TAB-RTE-WA4 | 7000000 | TAB-OCS-DM-8521 | Check for Wear and Lubricate Damper LinkagesTAB for
TAB-SLO-02 | 31 | Check for Wear and Lubricate TLF, OCS Damper Linkages-6 Monthly | TAB-Routine Work Area 4 | TAB-RTE-WA4 | 22000000 | TAB-OCS-DM-8046 | Check for Wear and Lubricate Damper LinkagesTAB for
TAB-SLO-02 | 31 | Check for Wear and Lubricate TLF, OCS Damper Linkages-6 Monthly | TAB-Routine Work Area 4 | TAB-RTE-WA4 | 9000000 | TAB-OCS-DM-8011 | Check for Wear and Lubricate Damper LinkagesTAB for
TAB-SLO-02 | 31 | Check for Wear and Lubricate TLF, OCS Damper Linkages-6 Monthly | TAB-Routine Work Area 4 | TAB-RTE-WA4 | 10000000 | TAB-OCS-DM-8012 | Check for Wear and Lubricate Damper LinkagesTAB for
TAB-SLO-02 | 31 | Check for Wear and Lubricate TLF, OCS Damper Linkages-6 Monthly | TAB-Routine Work Area 4 | TAB-RTE-WA4 | 11000000 | TAB-OCS-DM-8021 | Check for Wear and Lubricate Damper LinkagesTAB for
TAB-SLO-02 | 31 | Check for Wear and Lubricate TLF, OCS Damper Linkages-6 Monthly | TAB-Routine Work Area 4 | TAB-RTE-WA4 | 13000000 | TAB-OCS-DM-8301 | Check for Wear and Lubricate Damper LinkagesTAB for
TAB-SLO-02 | 31 | Check for Wear and Lubricate TLF, OCS Damper Linkages-6 Monthly | TAB-Routine Work Area 4 | TAB-RTE-WA4 | 14000000 | TAB-OCS-DM-8302 | Check for Wear and Lubricate Damper LinkagesTAB for
TAB-SLO-02 | 31 | Check for Wear and Lubricate TLF, OCS Damper Linkages-6 Monthly | TAB-Routine Work Area 4 | TAB-RTE-WA4 | 15000000 | TAB-OCS-DM-8401 | Check for Wear and Lubricate Damper LinkagesTAB for
TAB-SLO-02 | 31 | Check for Wear and Lubricate TLF, OCS Damper Linkages-6 Monthly | TAB-Routine Work Area 4 | TAB-RTE-WA4 | 16000000 | TAB-OCS-DM-8402 | Check for Wear and Lubricate Damper LinkagesTAB for
TAB-SLO-02 | 31 | Check for Wear and Lubricate TLF, OCS Damper Linkages-6 Monthly | TAB-Routine Work Area 4 | TAB-RTE-WA4 | 17000000 | TAB-OCS-DM-8031 | Check for Wear and Lubricate Damper LinkagesTAB for
TAB-SLO-02 | 31 | Check for Wear and Lubricate TLF, OCS Damper Linkages-6 Monthly | TAB-Routine Work Area 4 | TAB-RTE-WA4 | 18000000 | TAB-OCS-DM-8910 | Check for Wear and Lubricate Damper LinkagesTAB for
TAB-SLO-02 | 31 | Check for Wear and Lubricate TLF, OCS Damper Linkages-6 Monthly | TAB-Routine Work Area 4 | TAB-RTE-WA4 | 19000000 | TAB-OCS-DM-8920 | Check for Wear and Lubricate Damper LinkagesTAB for
TAB-SLO-02 | 31 | Check for Wear and Lubricate TLF, OCS Damper Linkages-6 Monthly | TAB-Routine Work Area 4 | TAB-RTE-WA4 | 23000000 | TAB-OCS-DM-8045 | Check for Wear and Lubricate Damper LinkagesTAB for
TAB-SLO-02 | 35 | Drager Pac lll handheld Chlorine gas meters/calibration- 6 months | TAB-Routine Work Area 4 | TAB-RTE-WA4 | 1000000 | TAB-DIS-METR-3019 | Drager Pac lll handheld Chlorine gas meterscalibration 6 months for
TAB-SLO-02 | 35 | Drager Pac lll handheld Chlorine gas meters/calibration- 6 months | TAB-Routine Work Area 4 | TAB-RTE-WA4 | 2000000 | TAB-DIS-METR-3020 | Drager Pac lll handheld Chlorine gas meterscalibration 6 months for
TAB-SLO-03 | 2 | Pocket Colorimeter, Annual Calibration (Legislative) | Portable Meters and Analysers | TAB-SLO-ANL | 3000000 | TAB-DIS-METR-3013 | Portable residual chlorine meter CalibrationAnnual for
TAB-SLO-03 | 2 | Pocket Colorimeter, Annual Calibration (Legislative) | Portable Meters and Analysers | TAB-SLO-ANL | 1000000 | TAB-DIS-METR-3011 | Portable residual chlorine meter CalibrationAnnual for
TAB-SLO-03 | 2 | Pocket Colorimeter, Annual Calibration (Legislative) | Portable Meters and Analysers | TAB-SLO-ANL | 6000000 | TAB-DIS-METR-3016 | Portable residual chlorine meter CalibrationAnnual for
TAB-SLO-03 | 2 | Pocket Colorimeter, Annual Calibration (Legislative) | Portable Meters and Analysers | TAB-SLO-ANL | 2000000 | TAB-DIS-METR-3012 | Portable residual chlorine meter CalibrationAnnual for
TAB-SLO-03 | 2 | Pocket Colorimeter, Annual Calibration (Legislative) | Portable Meters and Analysers | TAB-SLO-ANL | 8000000 | TAB-DIS-METR-3010 | Portable residual chlorine meter CalibrationAnnual for
TAB-SLO-03 | 2 | Pocket Colorimeter, Annual Calibration (Legislative) | Portable Meters and Analysers | TAB-SLO-ANL | 4000000 | TAB-DIS-METR-3014 | Portable residual chlorine meter CalibrationAnnual for
TAB-SLO-03 | 2 | Pocket Colorimeter, Annual Calibration (Legislative) | Portable Meters and Analysers | TAB-SLO-ANL | 5000000 | TAB-DIS-METR-3015 | Portable residual chlorine meter CalibrationAnnual for
TAB-SLO-03 | 2 | Pocket Colorimeter, Annual Calibration (Legislative) | Portable Meters and Analysers | TAB-SLO-ANL | 7000000 | TAB-DIS-METR-3017 | Portable residual chlorine meter CalibrationAnnual for
TAB-STR-01 | 11 | Lubricate the RAS/ WAS motorized routing valve actuator bearing-6 Months | Valve,WAS Header Isolation (Suction) | TAB-STR-V-3103 | 1000000 | TAB-STR-V-3103 | Lubricate the RAS WAS motorized routing valve actuator bearing
TAB-STR-01 | 11 | Lubricate the RAS/ WAS motorized routing valve actuator bearing-6 Months | Valve,WAS Header Isolation (Suction) | TAB-STR-V-3103 | 4000000 | TAB-STR-V-3204 | Lubricate the RAS WAS motorized routing valve actuator bearing
TAB-STR-01 | 11 | Lubricate the RAS/ WAS motorized routing valve actuator bearing-6 Months | Valve,WAS Header Isolation (Suction) | TAB-STR-V-3103 | 2000000 | TAB-STR-V-3104 | Lubricate the RAS WAS motorized routing valve actuator bearing
TAB-STR-01 | 11 | Lubricate the RAS/ WAS motorized routing valve actuator bearing-6 Months | Valve,WAS Header Isolation (Suction) | TAB-STR-V-3103 | 5000000 | TAB-STR-V-3303 | Lubricate the RAS WAS motorized routing valve actuator bearing
TAB-STR-01 | 11 | Lubricate the RAS/ WAS motorized routing valve actuator bearing-6 Months | Valve,WAS Header Isolation (Suction) | TAB-STR-V-3103 | 3000000 | TAB-STR-V-3203 | Lubricate the RAS WAS motorized routing valve actuator bearing
TAB-STR-01 | 11 | Lubricate the RAS/ WAS motorized routing valve actuator bearing-6 Months | Valve,WAS Header Isolation (Suction) | TAB-STR-V-3103 | 9000000 | TAB-STR-V-3503 | Lubricate the RAS WAS motorized routing valve actuator bearing
TAB-STR-01 | 11 | Lubricate the RAS/ WAS motorized routing valve actuator bearing-6 Months | Valve,WAS Header Isolation (Suction) | TAB-STR-V-3103 | 6000000 | TAB-STR-V-3304 | Lubricate the RAS WAS motorized routing valve actuator bearing
TAB-STR-01 | 11 | Lubricate the RAS/ WAS motorized routing valve actuator bearing-6 Months | Valve,WAS Header Isolation (Suction) | TAB-STR-V-3103 | 10000000 | TAB-STR-V-3504 | Lubricate the RAS WAS motorized routing valve actuator bearing
TAB-STR-01 | 11 | Lubricate the RAS/ WAS motorized routing valve actuator bearing-6 Months | Valve,WAS Header Isolation (Suction) | TAB-STR-V-3103 | 7000000 | TAB-STR-V-3403 | Lubricate the RAS WAS motorized routing valve actuator bearing
TAB-STR-01 | 11 | Lubricate the RAS/ WAS motorized routing valve actuator bearing-6 Months | Valve,WAS Header Isolation (Suction) | TAB-STR-V-3103 | 11000000 | TAB-STR-V-3505 | Lubricate the RAS WAS motorized routing valve actuator bearing
TAB-STR-01 | 11 | Lubricate the RAS/ WAS motorized routing valve actuator bearing-6 Months | Valve,WAS Header Isolation (Suction) | TAB-STR-V-3103 | 8000000 | TAB-STR-V-3404 | Lubricate the RAS WAS motorized routing valve actuator bearing
TAB-STR-01 | 11 | Lubricate the RAS/ WAS motorized routing valve actuator bearing-6 Months | Valve,WAS Header Isolation (Suction) | TAB-STR-V-3103 | 12000000 | TAB-STR-V-3506 | Lubricate the RAS WAS motorized routing valve actuator bearing
TAB-STR-01 | 11 | Lubricate the RAS/ WAS motorized routing valve actuator bearing-6 Months | Valve,WAS Header Isolation (Suction) | TAB-STR-V-3103 | 14000000 | TAB-STR-V-3602 | Lubricate the RAS WAS motorized routing valve actuator bearing
TAB-STR-01 | 11 | Lubricate the RAS/ WAS motorized routing valve actuator bearing-6 Months | Valve,WAS Header Isolation (Suction) | TAB-STR-V-3103 | 13000000 | TAB-STR-V-3507 | Lubricate the RAS WAS motorized routing valve actuator bearing
TAB-STR-01 | 12 | Lubricate the motorized outlet isolation valve actuator bearing- 6 Months | Valve,WAS Transfer Pump Discharge | TAB-STR-V-3111B | 3000000 | TAB-STR-V-3113B | Lubricate the motorized outlet isolation valve actuator bearing
TAB-STR-01 | 12 | Lubricate the motorized outlet isolation valve actuator bearing- 6 Months | Valve,WAS Transfer Pump Discharge | TAB-STR-V-3111B | 1000000 | TAB-STR-V-3111B | Lubricate the motorized outlet isolation valve actuator bearing
TAB-STR-01 | 12 | Lubricate the motorized outlet isolation valve actuator bearing- 6 Months | Valve,WAS Transfer Pump Discharge | TAB-STR-V-3111B | 6000000 | TAB-STR-V-3212B | Lubricate the motorized outlet isolation valve actuator bearing
TAB-STR-01 | 12 | Lubricate the motorized outlet isolation valve actuator bearing- 6 Months | Valve,WAS Transfer Pump Discharge | TAB-STR-V-3111B | 2000000 | TAB-STR-V-3121B | Lubricate the motorized outlet isolation valve actuator bearing
TAB-STR-01 | 12 | Lubricate the motorized outlet isolation valve actuator bearing- 6 Months | Valve,WAS Transfer Pump Discharge | TAB-STR-V-3111B | 7000000 | TAB-STR-V-3213B | Lubricate the motorized outlet isolation valve actuator bearing
TAB-STR-01 | 12 | Lubricate the motorized outlet isolation valve actuator bearing- 6 Months | Valve,WAS Transfer Pump Discharge | TAB-STR-V-3111B | 4000000 | TAB-STR-V-3114B | Lubricate the motorized outlet isolation valve actuator bearing
TAB-STR-01 | 12 | Lubricate the motorized outlet isolation valve actuator bearing- 6 Months | Valve,WAS Transfer Pump Discharge | TAB-STR-V-3111B | 11000000 | TAB-STR-V-3313B | Lubricate the motorized outlet isolation valve actuator bearing
TAB-STR-01 | 12 | Lubricate the motorized outlet isolation valve actuator bearing- 6 Months | Valve,WAS Transfer Pump Discharge | TAB-STR-V-3111B | 5000000 | TAB-STR-V-3211B | Lubricate the motorized outlet isolation valve actuator bearing
TAB-STR-01 | 12 | Lubricate the motorized outlet isolation valve actuator bearing- 6 Months | Valve,WAS Transfer Pump Discharge | TAB-STR-V-3111B | 12000000 | TAB-STR-V-3314B | Lubricate the motorized outlet isolation valve actuator bearing
TAB-STR-01 | 12 | Lubricate the motorized outlet isolation valve actuator bearing- 6 Months | Valve,WAS Transfer Pump Discharge | TAB-STR-V-3111B | 8000000 | TAB-STR-V-3214B | Lubricate the motorized outlet isolation valve actuator bearing
TAB-STR-01 | 12 | Lubricate the motorized outlet isolation valve actuator bearing- 6 Months | Valve,WAS Transfer Pump Discharge | TAB-STR-V-3111B | 14000000 | TAB-STR-V-3412B | Lubricate the motorized outlet isolation valve actuator bearing
TAB-STR-01 | 12 | Lubricate the motorized outlet isolation valve actuator bearing- 6 Months | Valve,WAS Transfer Pump Discharge | TAB-STR-V-3111B | 9000000 | TAB-STR-V-3311B | Lubricate the motorized outlet isolation valve actuator bearing
TAB-STR-01 | 12 | Lubricate the motorized outlet isolation valve actuator bearing- 6 Months | Valve,WAS Transfer Pump Discharge | TAB-STR-V-3111B | 15000000 | TAB-STR-V-3413B | Lubricate the motorized outlet isolation valve actuator bearing
TAB-STR-01 | 12 | Lubricate the motorized outlet isolation valve actuator bearing- 6 Months | Valve,WAS Transfer Pump Discharge | TAB-STR-V-3111B | 10000000 | TAB-STR-V-3312B | Lubricate the motorized outlet isolation valve actuator bearing
TAB-STR-01 | 12 | Lubricate the motorized outlet isolation valve actuator bearing- 6 Months | Valve,WAS Transfer Pump Discharge | TAB-STR-V-3111B | 18000000 | TAB-STR-V-3512B | Lubricate the motorized outlet isolation valve actuator bearing
TAB-STR-01 | 12 | Lubricate the motorized outlet isolation valve actuator bearing- 6 Months | Valve,WAS Transfer Pump Discharge | TAB-STR-V-3111B | 13000000 | TAB-STR-V-3411B | Lubricate the motorized outlet isolation valve actuator bearing
TAB-STR-01 | 12 | Lubricate the motorized outlet isolation valve actuator bearing- 6 Months | Valve,WAS Transfer Pump Discharge | TAB-STR-V-3111B | 19000000 | TAB-STR-V-3513B | Lubricate the motorized outlet isolation valve actuator bearing
TAB-STR-01 | 12 | Lubricate the motorized outlet isolation valve actuator bearing- 6 Months | Valve,WAS Transfer Pump Discharge | TAB-STR-V-3111B | 16000000 | TAB-STR-V-3414B | Lubricate the motorized outlet isolation valve actuator bearing
TAB-STR-01 | 12 | Lubricate the motorized outlet isolation valve actuator bearing- 6 Months | Valve,WAS Transfer Pump Discharge | TAB-STR-V-3111B | 21000000 | TAB-STR-V-3611B | Lubricate the motorized outlet isolation valve actuator bearing
TAB-STR-01 | 12 | Lubricate the motorized outlet isolation valve actuator bearing- 6 Months | Valve,WAS Transfer Pump Discharge | TAB-STR-V-3111B | 17000000 | TAB-STR-V-3511B | Lubricate the motorized outlet isolation valve actuator bearing
TAB-STR-01 | 12 | Lubricate the motorized outlet isolation valve actuator bearing- 6 Months | Valve,WAS Transfer Pump Discharge | TAB-STR-V-3111B | 22000000 | TAB-STR-V-3612B | Lubricate the motorized outlet isolation valve actuator bearing
TAB-STR-01 | 12 | Lubricate the motorized outlet isolation valve actuator bearing- 6 Months | Valve,WAS Transfer Pump Discharge | TAB-STR-V-3111B | 20000000 | TAB-STR-V-3514B | Lubricate the motorized outlet isolation valve actuator bearing
TAB-STR-01 | 13 | Exercise the seal water manual isolation valve- 6 Months | Valve, Suction | TAB-STR-V-7001A | 1000000 | TAB-STR-V-7001A | Exercise the seal water manual isolation valve
TAB-STR-01 | 13 | Exercise the seal water manual isolation valve- 6 Months | Valve, Suction | TAB-STR-V-7001A | 2000000 | TAB-STR-V-7002A | Exercise the seal water manual isolation valve
TAB-STR-01 | 13 | Exercise the seal water manual isolation valve- 6 Months | Valve, Suction | TAB-STR-V-7001A | 3000000 | TAB-STR-V-7003A | Exercise the seal water manual isolation valve
TAB-STR-01 | 14 | Lubricate the scum skimmer drive chain tensioner- 6 Months | Collector, Rotary Skimmer, FT1 | TAB-STR-CM-0132 | 2000000 | TAB-STR-CM-0133 | Lubricate the scum skimmer drive chain tensioner
TAB-STR-01 | 14 | Lubricate the scum skimmer drive chain tensioner- 6 Months | Collector, Rotary Skimmer, FT1 | TAB-STR-CM-0132 | 1000000 | TAB-STR-CM-0132 | Lubricate the scum skimmer drive chain tensioner
TAB-STR-01 | 14 | Lubricate the scum skimmer drive chain tensioner- 6 Months | Collector, Rotary Skimmer, FT1 | TAB-STR-CM-0132 | 3000000 | TAB-STR-CM-0232 | Lubricate the scum skimmer drive chain tensioner
TAB-STR-01 | 14 | Lubricate the scum skimmer drive chain tensioner- 6 Months | Collector, Rotary Skimmer, FT1 | TAB-STR-CM-0132 | 6000000 | TAB-STR-CM-0332 | Lubricate the scum skimmer drive chain tensioner
TAB-STR-01 | 14 | Lubricate the scum skimmer drive chain tensioner- 6 Months | Collector, Rotary Skimmer, FT1 | TAB-STR-CM-0132 | 4000000 | TAB-STR-CM-0233 | Lubricate the scum skimmer drive chain tensioner
TAB-STR-01 | 14 | Lubricate the scum skimmer drive chain tensioner- 6 Months | Collector, Rotary Skimmer, FT1 | TAB-STR-CM-0132 | 13000000 | TAB-STR-CM-0632 | Lubricate the scum skimmer drive chain tensioner
TAB-STR-01 | 14 | Lubricate the scum skimmer drive chain tensioner- 6 Months | Collector, Rotary Skimmer, FT1 | TAB-STR-CM-0132 | 5000000 | TAB-STR-CM-0234 | Lubricate the scum skimmer drive chain tensioner
TAB-STR-01 | 14 | Lubricate the scum skimmer drive chain tensioner- 6 Months | Collector, Rotary Skimmer, FT1 | TAB-STR-CM-0132 | 14000000 | TAB-STR-CM-0633 | Lubricate the scum skimmer drive chain tensioner
TAB-STR-01 | 14 | Lubricate the scum skimmer drive chain tensioner- 6 Months | Collector, Rotary Skimmer, FT1 | TAB-STR-CM-0132 | 7000000 | TAB-STR-CM-0333 | Lubricate the scum skimmer drive chain tensioner
TAB-STR-01 | 14 | Lubricate the scum skimmer drive chain tensioner- 6 Months | Collector, Rotary Skimmer, FT1 | TAB-STR-CM-0132 | 16000000 | TAB-STR-CM-0732 | Lubricate the scum skimmer drive chain tensioner
TAB-STR-01 | 14 | Lubricate the scum skimmer drive chain tensioner- 6 Months | Collector, Rotary Skimmer, FT1 | TAB-STR-CM-0132 | 8000000 | TAB-STR-CM-0432 | Lubricate the scum skimmer drive chain tensioner
TAB-STR-01 | 14 | Lubricate the scum skimmer drive chain tensioner- 6 Months | Collector, Rotary Skimmer, FT1 | TAB-STR-CM-0132 | 17000000 | TAB-STR-CM-0733 | Lubricate the scum skimmer drive chain tensioner
TAB-STR-01 | 14 | Lubricate the scum skimmer drive chain tensioner- 6 Months | Collector, Rotary Skimmer, FT1 | TAB-STR-CM-0132 | 9000000 | TAB-STR-CM-0433 | Lubricate the scum skimmer drive chain tensioner
TAB-STR-01 | 14 | Lubricate the scum skimmer drive chain tensioner- 6 Months | Collector, Rotary Skimmer, FT1 | TAB-STR-CM-0132 | 20000000 | TAB-STR-CM-0932 | Lubricate the scum skimmer drive chain tensioner
TAB-STR-01 | 14 | Lubricate the scum skimmer drive chain tensioner- 6 Months | Collector, Rotary Skimmer, FT1 | TAB-STR-CM-0132 | 10000000 | TAB-STR-CM-0434 | Lubricate the scum skimmer drive chain tensioner
TAB-STR-01 | 14 | Lubricate the scum skimmer drive chain tensioner- 6 Months | Collector, Rotary Skimmer, FT1 | TAB-STR-CM-0132 | 24000000 | TAB-STR-CM-1132 | Lubricate the scum skimmer drive chain tensioner
TAB-STR-01 | 14 | Lubricate the scum skimmer drive chain tensioner- 6 Months | Collector, Rotary Skimmer, FT1 | TAB-STR-CM-0132 | 11000000 | TAB-STR-CM-0532 | Lubricate the scum skimmer drive chain tensioner
TAB-STR-01 | 14 | Lubricate the scum skimmer drive chain tensioner- 6 Months | Collector, Rotary Skimmer, FT1 | TAB-STR-CM-0132 | 25000000 | TAB-STR-CM-1133 | Lubricate the scum skimmer drive chain tensioner
TAB-STR-01 | 14 | Lubricate the scum skimmer drive chain tensioner- 6 Months | Collector, Rotary Skimmer, FT1 | TAB-STR-CM-0132 | 12000000 | TAB-STR-CM-0533 | Lubricate the scum skimmer drive chain tensioner
TAB-STR-01 | 14 | Lubricate the scum skimmer drive chain tensioner- 6 Months | Collector, Rotary Skimmer, FT1 | TAB-STR-CM-0132 | 15000000 | TAB-STR-CM-0634 | Lubricate the scum skimmer drive chain tensioner
TAB-STR-01 | 14 | Lubricate the scum skimmer drive chain tensioner- 6 Months | Collector, Rotary Skimmer, FT1 | TAB-STR-CM-0132 | 18000000 | TAB-STR-CM-0832 | Lubricate the scum skimmer drive chain tensioner
TAB-STR-01 | 14 | Lubricate the scum skimmer drive chain tensioner- 6 Months | Collector, Rotary Skimmer, FT1 | TAB-STR-CM-0132 | 19000000 | TAB-STR-CM-0833 | Lubricate the scum skimmer drive chain tensioner
TAB-STR-01 | 14 | Lubricate the scum skimmer drive chain tensioner- 6 Months | Collector, Rotary Skimmer, FT1 | TAB-STR-CM-0132 | 21000000 | TAB-STR-CM-0933 | Lubricate the scum skimmer drive chain tensioner
TAB-STR-01 | 14 | Lubricate the scum skimmer drive chain tensioner- 6 Months | Collector, Rotary Skimmer, FT1 | TAB-STR-CM-0132 | 22000000 | TAB-STR-CM-1032 | Lubricate the scum skimmer drive chain tensioner
TAB-STR-01 | 14 | Lubricate the scum skimmer drive chain tensioner- 6 Months | Collector, Rotary Skimmer, FT1 | TAB-STR-CM-0132 | 23000000 | TAB-STR-CM-1033 | Lubricate the scum skimmer drive chain tensioner
TAB-STR-01 | 15 | Lubricate the motorized outlet isolation valve actuator bearing- 6 Months | Valve, Scum Pump Discharge | TAB-STR-V-2101B | 2000000 | TAB-STR-V-2102B | Lubricate the motorized outlet isolation valve actuator bearing
TAB-STR-01 | 15 | Lubricate the motorized outlet isolation valve actuator bearing- 6 Months | Valve, Scum Pump Discharge | TAB-STR-V-2101B | 1000000 | TAB-STR-V-2101B | Lubricate the motorized outlet isolation valve actuator bearing
TAB-STR-01 | 15 | Lubricate the motorized outlet isolation valve actuator bearing- 6 Months | Valve, Scum Pump Discharge | TAB-STR-V-2101B | 3000000 | TAB-STR-V-2201B | Lubricate the motorized outlet isolation valve actuator bearing
TAB-STR-01 | 15 | Lubricate the motorized outlet isolation valve actuator bearing- 6 Months | Valve, Scum Pump Discharge | TAB-STR-V-2101B | 4000000 | TAB-STR-V-2202B | Lubricate the motorized outlet isolation valve actuator bearing
TAB-STR-01 | 15 | Lubricate the motorized outlet isolation valve actuator bearing- 6 Months | Valve, Scum Pump Discharge | TAB-STR-V-2101B | 5000000 | TAB-STR-V-2301B | Lubricate the motorized outlet isolation valve actuator bearing
TAB-STR-01 | 15 | Lubricate the motorized outlet isolation valve actuator bearing- 6 Months | Valve, Scum Pump Discharge | TAB-STR-V-2101B | 6000000 | TAB-STR-V-2302B | Lubricate the motorized outlet isolation valve actuator bearing
TAB-STR-01 | 15 | Lubricate the motorized outlet isolation valve actuator bearing- 6 Months | Valve, Scum Pump Discharge | TAB-STR-V-2101B | 7000000 | TAB-STR-V-2401B | Lubricate the motorized outlet isolation valve actuator bearing
TAB-STR-01 | 15 | Lubricate the motorized outlet isolation valve actuator bearing- 6 Months | Valve, Scum Pump Discharge | TAB-STR-V-2101B | 8000000 | TAB-STR-V-2402B | Lubricate the motorized outlet isolation valve actuator bearing
TAB-STR-01 | 16 | Exercise the return activated sludge motorized routing valve-6 Months | Valve,RAS/WAS Header Isolation | TAB-STR-V-3503 | 2000000 | TAB-STR-V-3504 | Exercise the return activated sludge motorized routing valve
TAB-STR-01 | 16 | Exercise the return activated sludge motorized routing valve-6 Months | Valve,RAS/WAS Header Isolation | TAB-STR-V-3503 | 1000000 | TAB-STR-V-3503 | Exercise the return activated sludge motorized routing valve
TAB-STR-01 | 16 | Exercise the return activated sludge motorized routing valve-6 Months | Valve,RAS/WAS Header Isolation | TAB-STR-V-3503 | 3000000 | TAB-STR-V-3505 | Exercise the return activated sludge motorized routing valve
TAB-STR-01 | 16 | Exercise the return activated sludge motorized routing valve-6 Months | Valve,RAS/WAS Header Isolation | TAB-STR-V-3503 | 6000000 | TAB-STR-V-3602 | Exercise the return activated sludge motorized routing valve
TAB-STR-01 | 16 | Exercise the return activated sludge motorized routing valve-6 Months | Valve,RAS/WAS Header Isolation | TAB-STR-V-3503 | 4000000 | TAB-STR-V-3506 | Exercise the return activated sludge motorized routing valve
TAB-STR-01 | 16 | Exercise the return activated sludge motorized routing valve-6 Months | Valve,RAS/WAS Header Isolation | TAB-STR-V-3503 | 5000000 | TAB-STR-V-3507 | Exercise the return activated sludge motorized routing valve
TAB-STR-01 | 18 | Exercise the RAS manual inlet isolation valve- 6 Months | Valve,RAS Pump Inlet | TAB-STR-V-3121A | 6000000 | TAB-STR-V-3223A | Exercise the RAS manual inlet isolation valve
TAB-STR-01 | 18 | Exercise the RAS manual inlet isolation valve- 6 Months | Valve,RAS Pump Inlet | TAB-STR-V-3121A | 1000000 | TAB-STR-V-3121A | Exercise the RAS manual inlet isolation valve
TAB-STR-01 | 18 | Exercise the RAS manual inlet isolation valve- 6 Months | Valve,RAS Pump Inlet | TAB-STR-V-3121A | 9000000 | TAB-STR-V-3421A | Exercise the RAS manual inlet isolation valve
TAB-STR-01 | 18 | Exercise the RAS manual inlet isolation valve- 6 Months | Valve,RAS Pump Inlet | TAB-STR-V-3121A | 2000000 | TAB-STR-V-3122A | Exercise the RAS manual inlet isolation valve
TAB-STR-01 | 18 | Exercise the RAS manual inlet isolation valve- 6 Months | Valve,RAS Pump Inlet | TAB-STR-V-3121A | 10000000 | TAB-STR-V-3422A | Exercise the RAS manual inlet isolation valve
TAB-STR-01 | 18 | Exercise the RAS manual inlet isolation valve- 6 Months | Valve,RAS Pump Inlet | TAB-STR-V-3121A | 3000000 | TAB-STR-V-3123A | Exercise the RAS manual inlet isolation valve
TAB-STR-01 | 18 | Exercise the RAS manual inlet isolation valve- 6 Months | Valve,RAS Pump Inlet | TAB-STR-V-3121A | 12000000 | TAB-STR-V-3421A | Exercise the RAS manual inlet isolation valve
TAB-STR-01 | 18 | Exercise the RAS manual inlet isolation valve- 6 Months | Valve,RAS Pump Inlet | TAB-STR-V-3121A | 4000000 | TAB-STR-V-3221A | Exercise the RAS manual inlet isolation valve
TAB-STR-01 | 18 | Exercise the RAS manual inlet isolation valve- 6 Months | Valve,RAS Pump Inlet | TAB-STR-V-3121A | 14000000 | TAB-STR-V-3523A | Exercise the RAS manual inlet isolation valve
TAB-STR-01 | 18 | Exercise the RAS manual inlet isolation valve- 6 Months | Valve,RAS Pump Inlet | TAB-STR-V-3121A | 5000000 | TAB-STR-V-3222A | Exercise the RAS manual inlet isolation valve
TAB-STR-01 | 18 | Exercise the RAS manual inlet isolation valve- 6 Months | Valve,RAS Pump Inlet | TAB-STR-V-3121A | 15000000 | TAB-STR-V-3621A | Exercise the RAS manual inlet isolation valve
TAB-STR-01 | 18 | Exercise the RAS manual inlet isolation valve- 6 Months | Valve,RAS Pump Inlet | TAB-STR-V-3121A | 7000000 | TAB-STR-V-3321A | Exercise the RAS manual inlet isolation valve
TAB-STR-01 | 18 | Exercise the RAS manual inlet isolation valve- 6 Months | Valve,RAS Pump Inlet | TAB-STR-V-3121A | 16000000 | TAB-STR-V-3622A | Exercise the RAS manual inlet isolation valve
TAB-STR-01 | 18 | Exercise the RAS manual inlet isolation valve- 6 Months | Valve,RAS Pump Inlet | TAB-STR-V-3121A | 8000000 | TAB-STR-V-3323A | Exercise the RAS manual inlet isolation valve
TAB-STR-01 | 18 | Exercise the RAS manual inlet isolation valve- 6 Months | Valve,RAS Pump Inlet | TAB-STR-V-3121A | 17000000 | TAB-STR-V-3623A | Exercise the RAS manual inlet isolation valve
TAB-STR-01 | 18 | Exercise the RAS manual inlet isolation valve- 6 Months | Valve,RAS Pump Inlet | TAB-STR-V-3121A | 11000000 | TAB-STR-V-3423A | Exercise the RAS manual inlet isolation valve
TAB-STR-01 | 18 | Exercise the RAS manual inlet isolation valve- 6 Months | Valve,RAS Pump Inlet | TAB-STR-V-3121A | 13000000 | TAB-STR-V-3522A | Exercise the RAS manual inlet isolation valve
TAB-STR-01 | 21 | Turbity & Suspended solid Analyser Transmitter inspection & Cleaning | TAB-Routine Work Area 2 | TAB-RTE-WA2 | 1000000 | TAB-STR-AIT-0031 | Turbity Suspended solid Analyser Transmitter inspection Cleaning for
TAB-STR-01 | 21 | Turbity & Suspended solid Analyser Transmitter inspection & Cleaning | TAB-Routine Work Area 2 | TAB-RTE-WA2 | 2000000 | TAB-STR-AIT-0032 | Turbity Suspended solid Analyser Transmitter inspection Cleaning for
TAB-STR-01 | 22 | Turbity & Suspended solid Analyser Transmitter inspection & Cleaning( AIT 0033 & 0034) | TAB-Routine Work Area 2 | TAB-RTE-WA2 | 1000000 | TAB-STR-AIT-0033 | Turbity Suspended solid Analyser Transmitter inspection Cleaning AIT 0033 0034 for
TAB-STR-01 | 22 | Turbity & Suspended solid Analyser Transmitter inspection & Cleaning( AIT 0033 & 0034) | TAB-Routine Work Area 2 | TAB-RTE-WA2 | 2000000 | TAB-STR-AIT-0034 | Turbity Suspended solid Analyser Transmitter inspection Cleaning AIT 0033 0034 for
TAB-STR-02 | 4 | Lubricate the scum hopper outlet manual valve- 6 Months | Valve, Scum Pump Suction | TAB-STR-V-2101A | 1000000 | TAB-STR-V-2101A | Lubricate the scum hopper outlet manual valve
TAB-STR-02 | 4 | Lubricate the scum hopper outlet manual valve- 6 Months | Valve, Scum Pump Suction | TAB-STR-V-2101A | 3000000 | TAB-STR-V-2201A | Lubricate the scum hopper outlet manual valve
TAB-STR-02 | 4 | Lubricate the scum hopper outlet manual valve- 6 Months | Valve, Scum Pump Suction | TAB-STR-V-2101A | 2000000 | TAB-STR-V-2102A | Lubricate the scum hopper outlet manual valve
TAB-STR-02 | 4 | Lubricate the scum hopper outlet manual valve- 6 Months | Valve, Scum Pump Suction | TAB-STR-V-2101A | 5000000 | TAB-STR-V-2301A | Lubricate the scum hopper outlet manual valve
TAB-STR-02 | 4 | Lubricate the scum hopper outlet manual valve- 6 Months | Valve, Scum Pump Suction | TAB-STR-V-2101A | 4000000 | TAB-STR-V-2202A | Lubricate the scum hopper outlet manual valve
TAB-STR-02 | 4 | Lubricate the scum hopper outlet manual valve- 6 Months | Valve, Scum Pump Suction | TAB-STR-V-2101A | 6000000 | TAB-STR-V-2302A | Lubricate the scum hopper outlet manual valve
TAB-STR-02 | 4 | Lubricate the scum hopper outlet manual valve- 6 Months | Valve, Scum Pump Suction | TAB-STR-V-2101A | 7000000 | TAB-STR-V-2401A | Lubricate the scum hopper outlet manual valve
TAB-STR-02 | 4 | Lubricate the scum hopper outlet manual valve- 6 Months | Valve, Scum Pump Suction | TAB-STR-V-2101A | 8000000 | TAB-STR-V-2402A | Lubricate the scum hopper outlet manual valve
TAB-STR-02 | 5 | Lubricate the sludge collection drive chain tensioner-6 months | Secondary Clarifier, Final Tank 01 | TAB-STR-CLR-0110 | 1000000 | TAB-STR-CM-0121 | Lubricate the sludge collection drive chain tensioner
TAB-STR-02 | 5 | Lubricate the sludge collection drive chain tensioner-6 months | Secondary Clarifier, Final Tank 01 | TAB-STR-CLR-0110 | 2000000 | TAB-STR-CM-0122 | Lubricate the sludge collection drive chain tensioner
TAB-STR-02 | 5 | Lubricate the sludge collection drive chain tensioner-6 months | Secondary Clarifier, Final Tank 01 | TAB-STR-CLR-0110 | 4000000 | TAB-STR-CM-0124 | Lubricate the sludge collection drive chain tensioner
TAB-STR-02 | 5 | Lubricate the sludge collection drive chain tensioner-6 months | Secondary Clarifier, Final Tank 01 | TAB-STR-CLR-0110 | 3000000 | TAB-STR-CM-0123 | Lubricate the sludge collection drive chain tensioner
TAB-STR-02 | 5 | Lubricate the sludge collection drive chain tensioner-6 months | Secondary Clarifier, Final Tank 01 | TAB-STR-CLR-0110 | 5000000 | TAB-STR-CM-0125 | Lubricate the sludge collection drive chain tensioner
TAB-STR-02 | 5 | Lubricate the sludge collection drive chain tensioner-6 months | Secondary Clarifier, Final Tank 01 | TAB-STR-CLR-0110 | 6000000 | TAB-STR-CM-0126 | Lubricate the sludge collection drive chain tensioner
TAB-STR-02 | 5 | Lubricate the sludge collection drive chain tensioner-6 months | Secondary Clarifier, Final Tank 01 | TAB-STR-CLR-0110 | 8000000 | TAB-STR-CM-0128 | Lubricate the sludge collection drive chain tensioner
TAB-STR-02 | 5 | Lubricate the sludge collection drive chain tensioner-6 months | Secondary Clarifier, Final Tank 01 | TAB-STR-CLR-0110 | 7000000 | TAB-STR-CM-0127 | Lubricate the sludge collection drive chain tensioner
TAB-STR-02 | 5 | Lubricate the sludge collection drive chain tensioner-6 months | Secondary Clarifier, Final Tank 01 | TAB-STR-CLR-0110 | 9000000 | TAB-STR-CM-0131 | Lubricate the sludge collection drive chain tensioner
TAB-STR-02 | 5 | Lubricate the sludge collection drive chain tensioner-6 months | Secondary Clarifier, Final Tank 02 | TAB-STR-CLR-0210 | 1000000 | TAB-STR-CM-0221 | Lubricate the sludge collection drive chain tensioner
TAB-STR-02 | 5 | Lubricate the sludge collection drive chain tensioner-6 months | Secondary Clarifier, Final Tank 02 | TAB-STR-CLR-0210 | 3000000 | TAB-STR-CM-0223 | Lubricate the sludge collection drive chain tensioner
TAB-STR-02 | 5 | Lubricate the sludge collection drive chain tensioner-6 months | Secondary Clarifier, Final Tank 02 | TAB-STR-CLR-0210 | 2000000 | TAB-STR-CM-0222 | Lubricate the sludge collection drive chain tensioner
TAB-STR-02 | 5 | Lubricate the sludge collection drive chain tensioner-6 months | Secondary Clarifier, Final Tank 02 | TAB-STR-CLR-0210 | 5000000 | TAB-STR-CM-0225 | Lubricate the sludge collection drive chain tensioner
TAB-STR-02 | 5 | Lubricate the sludge collection drive chain tensioner-6 months | Secondary Clarifier, Final Tank 02 | TAB-STR-CLR-0210 | 4000000 | TAB-STR-CM-0224 | Lubricate the sludge collection drive chain tensioner
TAB-STR-02 | 5 | Lubricate the sludge collection drive chain tensioner-6 months | Secondary Clarifier, Final Tank 02 | TAB-STR-CLR-0210 | 7000000 | TAB-STR-CM-0227 | Lubricate the sludge collection drive chain tensioner
TAB-STR-02 | 5 | Lubricate the sludge collection drive chain tensioner-6 months | Secondary Clarifier, Final Tank 02 | TAB-STR-CLR-0210 | 6000000 | TAB-STR-CM-0226 | Lubricate the sludge collection drive chain tensioner
TAB-STR-02 | 5 | Lubricate the sludge collection drive chain tensioner-6 months | Secondary Clarifier, Final Tank 02 | TAB-STR-CLR-0210 | 8000000 | TAB-STR-CM-0228 | Lubricate the sludge collection drive chain tensioner
TAB-STR-02 | 5 | Lubricate the sludge collection drive chain tensioner-6 months | Secondary Clarifier, Final Tank 02 | TAB-STR-CLR-0210 | 9000000 | TAB-STR-CM-0229 | Lubricate the sludge collection drive chain tensioner
TAB-STR-02 | 5 | Lubricate the sludge collection drive chain tensioner-6 months | Secondary Clarifier, Final Tank 02 | TAB-STR-CLR-0210 | 10000000 | TAB-STR-CM-0230 | Lubricate the sludge collection drive chain tensioner
TAB-STR-02 | 5 | Lubricate the sludge collection drive chain tensioner-6 months | Secondary Clarifier, Final Tank 02 | TAB-STR-CLR-0210 | 11000000 | TAB-STR-CM-0231 | Lubricate the sludge collection drive chain tensioner
TAB-STR-02 | 5 | Lubricate the sludge collection drive chain tensioner-6 months | Secondary Clarifier, Final Tank 03 | TAB-STR-CLR-0310 | 6000000 | TAB-STR-CM-0326 | Lubricate the sludge collection drive chain tensioner
TAB-STR-02 | 5 | Lubricate the sludge collection drive chain tensioner-6 months | Secondary Clarifier, Final Tank 03 | TAB-STR-CLR-0310 | 7000000 | TAB-STR-CM-0327 | Lubricate the sludge collection drive chain tensioner
TAB-STR-02 | 5 | Lubricate the sludge collection drive chain tensioner-6 months | Secondary Clarifier, Final Tank 03 | TAB-STR-CLR-0310 | 8000000 | TAB-STR-CM-0328 | Lubricate the sludge collection drive chain tensioner
TAB-STR-02 | 5 | Lubricate the sludge collection drive chain tensioner-6 months | Secondary Clarifier, Final Tank 03 | TAB-STR-CLR-0310 | 9000000 | TAB-STR-CM-0329 | Lubricate the sludge collection drive chain tensioner
TAB-STR-02 | 5 | Lubricate the sludge collection drive chain tensioner-6 months | Secondary Clarifier, Final Tank 03 | TAB-STR-CLR-0310 | 1000000 | TAB-STR-CM-0321 | Lubricate the sludge collection drive chain tensioner
TAB-STR-02 | 5 | Lubricate the sludge collection drive chain tensioner-6 months | Secondary Clarifier, Final Tank 03 | TAB-STR-CLR-0310 | 2000000 | TAB-STR-CM-0322 | Lubricate the sludge collection drive chain tensioner
TAB-STR-02 | 5 | Lubricate the sludge collection drive chain tensioner-6 months | Secondary Clarifier, Final Tank 03 | TAB-STR-CLR-0310 | 3000000 | TAB-STR-CM-0323 | Lubricate the sludge collection drive chain tensioner
TAB-STR-02 | 5 | Lubricate the sludge collection drive chain tensioner-6 months | Secondary Clarifier, Final Tank 03 | TAB-STR-CLR-0310 | 4000000 | TAB-STR-CM-0324 | Lubricate the sludge collection drive chain tensioner
TAB-STR-02 | 5 | Lubricate the sludge collection drive chain tensioner-6 months | Secondary Clarifier, Final Tank 03 | TAB-STR-CLR-0310 | 5000000 | TAB-STR-CM-0325 | Lubricate the sludge collection drive chain tensioner
TAB-STR-02 | 5 | Lubricate the sludge collection drive chain tensioner-6 months | Secondary Clarifier, Final Tank 03 | TAB-STR-CLR-0310 | 10000000 | TAB-STR-CM-0330 | Lubricate the sludge collection drive chain tensioner
TAB-STR-02 | 5 | Lubricate the sludge collection drive chain tensioner-6 months | Secondary Clarifier, Final Tank 03 | TAB-STR-CLR-0310 | 11000000 | TAB-STR-CM-0331 | Lubricate the sludge collection drive chain tensioner
TAB-STR-02 | 5 | Lubricate the sludge collection drive chain tensioner-6 months | Secondary Clarifier, Final Tank 04 | TAB-STR-CLR-0410 | 1000000 | TAB-STR-CM-0421 | Lubricate the sludge collection drive chain tensioner
TAB-STR-02 | 5 | Lubricate the sludge collection drive chain tensioner-6 months | Secondary Clarifier, Final Tank 04 | TAB-STR-CLR-0410 | 2000000 | TAB-STR-CM-0422 | Lubricate the sludge collection drive chain tensioner
TAB-STR-02 | 5 | Lubricate the sludge collection drive chain tensioner-6 months | Secondary Clarifier, Final Tank 04 | TAB-STR-CLR-0410 | 5000000 | TAB-STR-CM-0425 | Lubricate the sludge collection drive chain tensioner
TAB-STR-02 | 5 | Lubricate the sludge collection drive chain tensioner-6 months | Secondary Clarifier, Final Tank 04 | TAB-STR-CLR-0410 | 6000000 | TAB-STR-CM-0426 | Lubricate the sludge collection drive chain tensioner
TAB-STR-02 | 5 | Lubricate the sludge collection drive chain tensioner-6 months | Secondary Clarifier, Final Tank 04 | TAB-STR-CLR-0410 | 9000000 | TAB-STR-CM-0429 | Lubricate the sludge collection drive chain tensioner
TAB-STR-02 | 5 | Lubricate the sludge collection drive chain tensioner-6 months | Secondary Clarifier, Final Tank 04 | TAB-STR-CLR-0410 | 10000000 | TAB-STR-CM-0430 | Lubricate the sludge collection drive chain tensioner
TAB-STR-02 | 5 | Lubricate the sludge collection drive chain tensioner-6 months | Secondary Clarifier, Final Tank 04 | TAB-STR-CLR-0410 | 3000000 | TAB-STR-CM-0423 | Lubricate the sludge collection drive chain tensioner
TAB-STR-02 | 5 | Lubricate the sludge collection drive chain tensioner-6 months | Secondary Clarifier, Final Tank 04 | TAB-STR-CLR-0410 | 4000000 | TAB-STR-CM-0424 | Lubricate the sludge collection drive chain tensioner
TAB-STR-02 | 5 | Lubricate the sludge collection drive chain tensioner-6 months | Secondary Clarifier, Final Tank 04 | TAB-STR-CLR-0410 | 7000000 | TAB-STR-CM-0427 | Lubricate the sludge collection drive chain tensioner
TAB-STR-02 | 5 | Lubricate the sludge collection drive chain tensioner-6 months | Secondary Clarifier, Final Tank 04 | TAB-STR-CLR-0410 | 8000000 | TAB-STR-CM-0428 | Lubricate the sludge collection drive chain tensioner
TAB-STR-02 | 5 | Lubricate the sludge collection drive chain tensioner-6 months | Secondary Clarifier, Final Tank 04 | TAB-STR-CLR-0410 | 11000000 | TAB-STR-CM-0431 | Lubricate the sludge collection drive chain tensioner
TAB-STR-02 | 5 | Lubricate the sludge collection drive chain tensioner-6 months | Secondary Clarifier, Final Tank 05 | TAB-STR-CLR-0510 | 1000000 | TAB-STR-CM-0521 | Lubricate the sludge collection drive chain tensioner
TAB-STR-02 | 5 | Lubricate the sludge collection drive chain tensioner-6 months | Secondary Clarifier, Final Tank 05 | TAB-STR-CLR-0510 | 2000000 | TAB-STR-CM-0522 | Lubricate the sludge collection drive chain tensioner
TAB-STR-02 | 5 | Lubricate the sludge collection drive chain tensioner-6 months | Secondary Clarifier, Final Tank 05 | TAB-STR-CLR-0510 | 5000000 | TAB-STR-CM-0525 | Lubricate the sludge collection drive chain tensioner
TAB-STR-02 | 5 | Lubricate the sludge collection drive chain tensioner-6 months | Secondary Clarifier, Final Tank 05 | TAB-STR-CLR-0510 | 8000000 | TAB-STR-CM-0528 | Lubricate the sludge collection drive chain tensioner
TAB-STR-02 | 5 | Lubricate the sludge collection drive chain tensioner-6 months | Secondary Clarifier, Final Tank 05 | TAB-STR-CLR-0510 | 9000000 | TAB-STR-CM-0529 | Lubricate the sludge collection drive chain tensioner
TAB-STR-02 | 5 | Lubricate the sludge collection drive chain tensioner-6 months | Secondary Clarifier, Final Tank 05 | TAB-STR-CLR-0510 | 3000000 | TAB-STR-CM-0523 | Lubricate the sludge collection drive chain tensioner
TAB-STR-02 | 5 | Lubricate the sludge collection drive chain tensioner-6 months | Secondary Clarifier, Final Tank 05 | TAB-STR-CLR-0510 | 4000000 | TAB-STR-CM-0524 | Lubricate the sludge collection drive chain tensioner
TAB-STR-02 | 5 | Lubricate the sludge collection drive chain tensioner-6 months | Secondary Clarifier, Final Tank 05 | TAB-STR-CLR-0510 | 6000000 | TAB-STR-CM-0526 | Lubricate the sludge collection drive chain tensioner
TAB-STR-02 | 5 | Lubricate the sludge collection drive chain tensioner-6 months | Secondary Clarifier, Final Tank 05 | TAB-STR-CLR-0510 | 7000000 | TAB-STR-CM-0527 | Lubricate the sludge collection drive chain tensioner
TAB-STR-02 | 5 | Lubricate the sludge collection drive chain tensioner-6 months | Secondary Clarifier, Final Tank 05 | TAB-STR-CLR-0510 | 10000000 | TAB-STR-CM-0530 | Lubricate the sludge collection drive chain tensioner
TAB-STR-02 | 5 | Lubricate the sludge collection drive chain tensioner-6 months | Secondary Clarifier, Final Tank 05 | TAB-STR-CLR-0510 | 11000000 | TAB-STR-CM-0531 | Lubricate the sludge collection drive chain tensioner
TAB-STR-02 | 5 | Lubricate the sludge collection drive chain tensioner-6 months | Secondary Clarifier, Final Tank 06 | TAB-STR-CLR-0610 | 1000000 | TAB-STR-CM-0621 | Lubricate the sludge collection drive chain tensioner
TAB-STR-02 | 5 | Lubricate the sludge collection drive chain tensioner-6 months | Secondary Clarifier, Final Tank 06 | TAB-STR-CLR-0610 | 2000000 | TAB-STR-CM-0622 | Lubricate the sludge collection drive chain tensioner
TAB-STR-02 | 5 | Lubricate the sludge collection drive chain tensioner-6 months | Secondary Clarifier, Final Tank 06 | TAB-STR-CLR-0610 | 3000000 | TAB-STR-CM-0623 | Lubricate the sludge collection drive chain tensioner
TAB-STR-02 | 5 | Lubricate the sludge collection drive chain tensioner-6 months | Secondary Clarifier, Final Tank 06 | TAB-STR-CLR-0610 | 4000000 | TAB-STR-CM-0624 | Lubricate the sludge collection drive chain tensioner
TAB-STR-02 | 5 | Lubricate the sludge collection drive chain tensioner-6 months | Secondary Clarifier, Final Tank 06 | TAB-STR-CLR-0610 | 5000000 | TAB-STR-CM-0625 | Lubricate the sludge collection drive chain tensioner
TAB-STR-02 | 5 | Lubricate the sludge collection drive chain tensioner-6 months | Secondary Clarifier, Final Tank 06 | TAB-STR-CLR-0610 | 6000000 | TAB-STR-CM-0626 | Lubricate the sludge collection drive chain tensioner
TAB-STR-02 | 5 | Lubricate the sludge collection drive chain tensioner-6 months | Secondary Clarifier, Final Tank 06 | TAB-STR-CLR-0610 | 7000000 | TAB-STR-CM-0627 | Lubricate the sludge collection drive chain tensioner
TAB-STR-02 | 5 | Lubricate the sludge collection drive chain tensioner-6 months | Secondary Clarifier, Final Tank 06 | TAB-STR-CLR-0610 | 8000000 | TAB-STR-CM-0728 | Lubricate the sludge collection drive chain tensioner
TAB-STR-02 | 5 | Lubricate the sludge collection drive chain tensioner-6 months | Secondary Clarifier, Final Tank 06 | TAB-STR-CLR-0610 | 9000000 | TAB-STR-CM-0629 | Lubricate the sludge collection drive chain tensioner
TAB-STR-02 | 5 | Lubricate the sludge collection drive chain tensioner-6 months | Secondary Clarifier, Final Tank 06 | TAB-STR-CLR-0610 | 10000000 | TAB-STR-CM-0630 | Lubricate the sludge collection drive chain tensioner
TAB-STR-02 | 5 | Lubricate the sludge collection drive chain tensioner-6 months | Secondary Clarifier, Final Tank 06 | TAB-STR-CLR-0610 | 11000000 | TAB-STR-CM-0631 | Lubricate the sludge collection drive chain tensioner
TAB-STR-02 | 5 | Lubricate the sludge collection drive chain tensioner-6 months | Secondary Clarifier, Final Tank 07 | TAB-STR-CLR-0710 | 5000000 | TAB-STR-CM-0725 | Lubricate the sludge collection drive chain tensioner
TAB-STR-02 | 5 | Lubricate the sludge collection drive chain tensioner-6 months | Secondary Clarifier, Final Tank 07 | TAB-STR-CLR-0710 | 7000000 | TAB-STR-CM-0727 | Lubricate the sludge collection drive chain tensioner
TAB-STR-02 | 5 | Lubricate the sludge collection drive chain tensioner-6 months | Secondary Clarifier, Final Tank 07 | TAB-STR-CLR-0710 | 9000000 | TAB-STR-CM-0729 | Lubricate the sludge collection drive chain tensioner
TAB-STR-02 | 5 | Lubricate the sludge collection drive chain tensioner-6 months | Secondary Clarifier, Final Tank 07 | TAB-STR-CLR-0710 | 10000000 | TAB-STR-CM-0730 | Lubricate the sludge collection drive chain tensioner
TAB-STR-02 | 5 | Lubricate the sludge collection drive chain tensioner-6 months | Secondary Clarifier, Final Tank 07 | TAB-STR-CLR-0710 | 11000000 | TAB-STR-CM-0731 | Lubricate the sludge collection drive chain tensioner
TAB-STR-02 | 5 | Lubricate the sludge collection drive chain tensioner-6 months | Secondary Clarifier, Final Tank 07 | TAB-STR-CLR-0710 | 1000000 | TAB-STR-CM-0721 | Lubricate the sludge collection drive chain tensioner
TAB-STR-02 | 5 | Lubricate the sludge collection drive chain tensioner-6 months | Secondary Clarifier, Final Tank 07 | TAB-STR-CLR-0710 | 2000000 | TAB-STR-CM-0722 | Lubricate the sludge collection drive chain tensioner
TAB-STR-02 | 5 | Lubricate the sludge collection drive chain tensioner-6 months | Secondary Clarifier, Final Tank 07 | TAB-STR-CLR-0710 | 3000000 | TAB-STR-CM-0723 | Lubricate the sludge collection drive chain tensioner
TAB-STR-02 | 5 | Lubricate the sludge collection drive chain tensioner-6 months | Secondary Clarifier, Final Tank 07 | TAB-STR-CLR-0710 | 4000000 | TAB-STR-CM-0724 | Lubricate the sludge collection drive chain tensioner
TAB-STR-02 | 5 | Lubricate the sludge collection drive chain tensioner-6 months | Secondary Clarifier, Final Tank 07 | TAB-STR-CLR-0710 | 6000000 | TAB-STR-CM-0726 | Lubricate the sludge collection drive chain tensioner
TAB-STR-02 | 5 | Lubricate the sludge collection drive chain tensioner-6 months | Secondary Clarifier, Final Tank 07 | TAB-STR-CLR-0710 | 8000000 | TAB-STR-CM-0728 | Lubricate the sludge collection drive chain tensioner
TAB-STR-02 | 5 | Lubricate the sludge collection drive chain tensioner-6 months | Secondary Clarifier, Final Tank 08 | TAB-STR-CLR-0810 | 2000000 | TAB-STR-CM-0822 | Lubricate the sludge collection drive chain tensioner
TAB-STR-02 | 5 | Lubricate the sludge collection drive chain tensioner-6 months | Secondary Clarifier, Final Tank 08 | TAB-STR-CLR-0810 | 4000000 | TAB-STR-CM-0824 | Lubricate the sludge collection drive chain tensioner
TAB-STR-02 | 5 | Lubricate the sludge collection drive chain tensioner-6 months | Secondary Clarifier, Final Tank 08 | TAB-STR-CLR-0810 | 6000000 | TAB-STR-CM-0826 | Lubricate the sludge collection drive chain tensioner
TAB-STR-02 | 5 | Lubricate the sludge collection drive chain tensioner-6 months | Secondary Clarifier, Final Tank 08 | TAB-STR-CLR-0810 | 8000000 | TAB-STR-CM-0828 | Lubricate the sludge collection drive chain tensioner
TAB-STR-02 | 5 | Lubricate the sludge collection drive chain tensioner-6 months | Secondary Clarifier, Final Tank 08 | TAB-STR-CLR-0810 | 1000000 | TAB-STR-CM-0821 | Lubricate the sludge collection drive chain tensioner
TAB-STR-02 | 5 | Lubricate the sludge collection drive chain tensioner-6 months | Secondary Clarifier, Final Tank 08 | TAB-STR-CLR-0810 | 3000000 | TAB-STR-CM-0823 | Lubricate the sludge collection drive chain tensioner
TAB-STR-02 | 5 | Lubricate the sludge collection drive chain tensioner-6 months | Secondary Clarifier, Final Tank 08 | TAB-STR-CLR-0810 | 5000000 | TAB-STR-CM-0825 | Lubricate the sludge collection drive chain tensioner
TAB-STR-02 | 5 | Lubricate the sludge collection drive chain tensioner-6 months | Secondary Clarifier, Final Tank 08 | TAB-STR-CLR-0810 | 7000000 | TAB-STR-CM-0827 | Lubricate the sludge collection drive chain tensioner
TAB-STR-02 | 5 | Lubricate the sludge collection drive chain tensioner-6 months | Secondary Clarifier, Final Tank 08 | TAB-STR-CLR-0810 | 9000000 | TAB-STR-CM-0829 | Lubricate the sludge collection drive chain tensioner
TAB-STR-02 | 5 | Lubricate the sludge collection drive chain tensioner-6 months | Secondary Clarifier, Final Tank 08 | TAB-STR-CLR-0810 | 10000000 | TAB-STR-CM-0830 | Lubricate the sludge collection drive chain tensioner
TAB-STR-02 | 5 | Lubricate the sludge collection drive chain tensioner-6 months | Secondary Clarifier, Final Tank 08 | TAB-STR-CLR-0810 | 11000000 | TAB-STR-CM-0831 | Lubricate the sludge collection drive chain tensioner
TAB-STR-02 | 5 | Lubricate the sludge collection drive chain tensioner-6 months | Secondary Clarifier, Final Tank 09 | TAB-STR-CLR-0910 | 10000000 | TAB-STR-CM-0930 | Lubricate the sludge collection drive chain tensioner
TAB-STR-02 | 5 | Lubricate the sludge collection drive chain tensioner-6 months | Secondary Clarifier, Final Tank 09 | TAB-STR-CLR-0910 | 1000000 | TAB-STR-CM-0921 | Lubricate the sludge collection drive chain tensioner
TAB-STR-02 | 5 | Lubricate the sludge collection drive chain tensioner-6 months | Secondary Clarifier, Final Tank 09 | TAB-STR-CLR-0910 | 2000000 | TAB-STR-CM-0922 | Lubricate the sludge collection drive chain tensioner
TAB-STR-02 | 5 | Lubricate the sludge collection drive chain tensioner-6 months | Secondary Clarifier, Final Tank 09 | TAB-STR-CLR-0910 | 3000000 | TAB-STR-CM-0923 | Lubricate the sludge collection drive chain tensioner
TAB-STR-02 | 5 | Lubricate the sludge collection drive chain tensioner-6 months | Secondary Clarifier, Final Tank 09 | TAB-STR-CLR-0910 | 4000000 | TAB-STR-CM-0924 | Lubricate the sludge collection drive chain tensioner
TAB-STR-02 | 5 | Lubricate the sludge collection drive chain tensioner-6 months | Secondary Clarifier, Final Tank 09 | TAB-STR-CLR-0910 | 5000000 | TAB-STR-CM-0925 | Lubricate the sludge collection drive chain tensioner
TAB-STR-02 | 5 | Lubricate the sludge collection drive chain tensioner-6 months | Secondary Clarifier, Final Tank 09 | TAB-STR-CLR-0910 | 6000000 | TAB-STR-CM-0926 | Lubricate the sludge collection drive chain tensioner
TAB-STR-02 | 5 | Lubricate the sludge collection drive chain tensioner-6 months | Secondary Clarifier, Final Tank 09 | TAB-STR-CLR-0910 | 7000000 | TAB-STR-CM-0927 | Lubricate the sludge collection drive chain tensioner
TAB-STR-02 | 5 | Lubricate the sludge collection drive chain tensioner-6 months | Secondary Clarifier, Final Tank 09 | TAB-STR-CLR-0910 | 8000000 | TAB-STR-CM-0928 | Lubricate the sludge collection drive chain tensioner
TAB-STR-02 | 5 | Lubricate the sludge collection drive chain tensioner-6 months | Secondary Clarifier, Final Tank 09 | TAB-STR-CLR-0910 | 9000000 | TAB-STR-CM-0929 | Lubricate the sludge collection drive chain tensioner
TAB-STR-02 | 5 | Lubricate the sludge collection drive chain tensioner-6 months | Secondary Clarifier, Final Tank 09 | TAB-STR-CLR-0910 | 11000000 | TAB-STR-CM-0931 | Lubricate the sludge collection drive chain tensioner
TAB-STR-02 | 5 | Lubricate the sludge collection drive chain tensioner-6 months | Secondary Clarifier, Final Tank 10 | TAB-STR-CLR-1010 | 4000000 | TAB-STR-CM-1026 | Lubricate the sludge collection drive chain tensioner
TAB-STR-02 | 5 | Lubricate the sludge collection drive chain tensioner-6 months | Secondary Clarifier, Final Tank 10 | TAB-STR-CLR-1010 | 5000000 | TAB-STR-CM-1028 | Lubricate the sludge collection drive chain tensioner
TAB-STR-02 | 5 | Lubricate the sludge collection drive chain tensioner-6 months | Secondary Clarifier, Final Tank 10 | TAB-STR-CLR-1010 | 7000000 | TAB-STR-CM-1031 | Lubricate the sludge collection drive chain tensioner
TAB-STR-02 | 5 | Lubricate the sludge collection drive chain tensioner-6 months | Secondary Clarifier, Final Tank 10 | TAB-STR-CLR-1010 | 1000000 | TAB-STR-CM-1021 | Lubricate the sludge collection drive chain tensioner
TAB-STR-02 | 5 | Lubricate the sludge collection drive chain tensioner-6 months | Secondary Clarifier, Final Tank 10 | TAB-STR-CLR-1010 | 2000000 | TAB-STR-CM-1023 | Lubricate the sludge collection drive chain tensioner
TAB-STR-02 | 5 | Lubricate the sludge collection drive chain tensioner-6 months | Secondary Clarifier, Final Tank 10 | TAB-STR-CLR-1010 | 3000000 | TAB-STR-CM-1025 | Lubricate the sludge collection drive chain tensioner
TAB-STR-02 | 5 | Lubricate the sludge collection drive chain tensioner-6 months | Secondary Clarifier, Final Tank 10 | TAB-STR-CLR-1010 | 6000000 | TAB-STR-CM-1030 | Lubricate the sludge collection drive chain tensioner
TAB-STR-02 | 5 | Lubricate the sludge collection drive chain tensioner-6 months | Secondary Clarifier, Final Tank 11 | TAB-STR-CLR-1110 | 1000000 | TAB-STR-CM-1121 | Lubricate the sludge collection drive chain tensioner
TAB-STR-02 | 5 | Lubricate the sludge collection drive chain tensioner-6 months | Secondary Clarifier, Final Tank 11 | TAB-STR-CLR-1110 | 2000000 | TAB-STR-CM-1123 | Lubricate the sludge collection drive chain tensioner
TAB-STR-02 | 5 | Lubricate the sludge collection drive chain tensioner-6 months | Secondary Clarifier, Final Tank 11 | TAB-STR-CLR-1110 | 4000000 | TAB-STR-CM-1126 | Lubricate the sludge collection drive chain tensioner
TAB-STR-02 | 5 | Lubricate the sludge collection drive chain tensioner-6 months | Secondary Clarifier, Final Tank 11 | TAB-STR-CLR-1110 | 5000000 | TAB-STR-CM-1128 | Lubricate the sludge collection drive chain tensioner
TAB-STR-02 | 5 | Lubricate the sludge collection drive chain tensioner-6 months | Secondary Clarifier, Final Tank 11 | TAB-STR-CLR-1110 | 6000000 | TAB-STR-CM-1130 | Lubricate the sludge collection drive chain tensioner
TAB-STR-02 | 5 | Lubricate the sludge collection drive chain tensioner-6 months | Secondary Clarifier, Final Tank 11 | TAB-STR-CLR-1110 | 7000000 | TAB-STR-CM-1131 | Lubricate the sludge collection drive chain tensioner
TAB-STR-02 | 5 | Lubricate the sludge collection drive chain tensioner-6 months | Secondary Clarifier, Final Tank 11 | TAB-STR-CLR-1110 | 3000000 | TAB-STR-CM-1125 | Lubricate the sludge collection drive chain tensioner
TAB-STR-02 | 6 | Inspect the sludge collection drive chains for signs of wear-6 Months | Secondary Clarifier, Final Tank 01 | TAB-STR-CLR-0110 | 2000000 | TAB-STR-CM-0122 | Inspect the sludge collection drive chains for signs of wear
TAB-STR-02 | 6 | Inspect the sludge collection drive chains for signs of wear-6 Months | Secondary Clarifier, Final Tank 01 | TAB-STR-CLR-0110 | 1000000 | TAB-STR-CM-0121 | Inspect the sludge collection drive chains for signs of wear
TAB-STR-02 | 6 | Inspect the sludge collection drive chains for signs of wear-6 Months | Secondary Clarifier, Final Tank 01 | TAB-STR-CLR-0110 | 3000000 | TAB-STR-CM-0123 | Inspect the sludge collection drive chains for signs of wear
TAB-STR-02 | 6 | Inspect the sludge collection drive chains for signs of wear-6 Months | Secondary Clarifier, Final Tank 01 | TAB-STR-CLR-0110 | 4000000 | TAB-STR-CM-0124 | Inspect the sludge collection drive chains for signs of wear
TAB-STR-02 | 6 | Inspect the sludge collection drive chains for signs of wear-6 Months | Secondary Clarifier, Final Tank 01 | TAB-STR-CLR-0110 | 6000000 | TAB-STR-CM-0126 | Inspect the sludge collection drive chains for signs of wear
TAB-STR-02 | 6 | Inspect the sludge collection drive chains for signs of wear-6 Months | Secondary Clarifier, Final Tank 01 | TAB-STR-CLR-0110 | 5000000 | TAB-STR-CM-0125 | Inspect the sludge collection drive chains for signs of wear
TAB-STR-02 | 6 | Inspect the sludge collection drive chains for signs of wear-6 Months | Secondary Clarifier, Final Tank 01 | TAB-STR-CLR-0110 | 7000000 | TAB-STR-CM-0127 | Inspect the sludge collection drive chains for signs of wear
TAB-STR-02 | 6 | Inspect the sludge collection drive chains for signs of wear-6 Months | Secondary Clarifier, Final Tank 01 | TAB-STR-CLR-0110 | 8000000 | TAB-STR-CM-0128 | Inspect the sludge collection drive chains for signs of wear
TAB-STR-02 | 6 | Inspect the sludge collection drive chains for signs of wear-6 Months | Secondary Clarifier, Final Tank 01 | TAB-STR-CLR-0110 | 9000000 | TAB-STR-CM-0131 | Inspect the sludge collection drive chains for signs of wear
TAB-STR-02 | 6 | Inspect the sludge collection drive chains for signs of wear-6 Months | Secondary Clarifier, Final Tank 02 | TAB-STR-CLR-0210 | 7000000 | TAB-STR-CM-0227 | Inspect the sludge collection drive chains for signs of wear
TAB-STR-02 | 6 | Inspect the sludge collection drive chains for signs of wear-6 Months | Secondary Clarifier, Final Tank 02 | TAB-STR-CLR-0210 | 9000000 | TAB-STR-CM-0229 | Inspect the sludge collection drive chains for signs of wear
TAB-STR-02 | 6 | Inspect the sludge collection drive chains for signs of wear-6 Months | Secondary Clarifier, Final Tank 02 | TAB-STR-CLR-0210 | 1000000 | TAB-STR-CM-0221 | Inspect the sludge collection drive chains for signs of wear
TAB-STR-02 | 6 | Inspect the sludge collection drive chains for signs of wear-6 Months | Secondary Clarifier, Final Tank 02 | TAB-STR-CLR-0210 | 2000000 | TAB-STR-CM-0222 | Inspect the sludge collection drive chains for signs of wear
TAB-STR-02 | 6 | Inspect the sludge collection drive chains for signs of wear-6 Months | Secondary Clarifier, Final Tank 02 | TAB-STR-CLR-0210 | 3000000 | TAB-STR-CM-0223 | Inspect the sludge collection drive chains for signs of wear
TAB-STR-02 | 6 | Inspect the sludge collection drive chains for signs of wear-6 Months | Secondary Clarifier, Final Tank 02 | TAB-STR-CLR-0210 | 4000000 | TAB-STR-CM-0224 | Inspect the sludge collection drive chains for signs of wear
TAB-STR-02 | 6 | Inspect the sludge collection drive chains for signs of wear-6 Months | Secondary Clarifier, Final Tank 02 | TAB-STR-CLR-0210 | 5000000 | TAB-STR-CM-0225 | Inspect the sludge collection drive chains for signs of wear
TAB-STR-02 | 6 | Inspect the sludge collection drive chains for signs of wear-6 Months | Secondary Clarifier, Final Tank 02 | TAB-STR-CLR-0210 | 6000000 | TAB-STR-CM-0226 | Inspect the sludge collection drive chains for signs of wear
TAB-STR-02 | 6 | Inspect the sludge collection drive chains for signs of wear-6 Months | Secondary Clarifier, Final Tank 02 | TAB-STR-CLR-0210 | 8000000 | TAB-STR-CM-0228 | Inspect the sludge collection drive chains for signs of wear
TAB-STR-02 | 6 | Inspect the sludge collection drive chains for signs of wear-6 Months | Secondary Clarifier, Final Tank 02 | TAB-STR-CLR-0210 | 10000000 | TAB-STR-CM-0230 | Inspect the sludge collection drive chains for signs of wear
TAB-STR-02 | 6 | Inspect the sludge collection drive chains for signs of wear-6 Months | Secondary Clarifier, Final Tank 02 | TAB-STR-CLR-0210 | 11000000 | TAB-STR-CM-0231 | Inspect the sludge collection drive chains for signs of wear
TAB-STR-02 | 6 | Inspect the sludge collection drive chains for signs of wear-6 Months | Secondary Clarifier, Final Tank 03 | TAB-STR-CLR-0310 | 1000000 | TAB-STR-CM-0321 | Inspect the sludge collection drive chains for signs of wear
TAB-STR-02 | 6 | Inspect the sludge collection drive chains for signs of wear-6 Months | Secondary Clarifier, Final Tank 03 | TAB-STR-CLR-0310 | 2000000 | TAB-STR-CM-0322 | Inspect the sludge collection drive chains for signs of wear
TAB-STR-02 | 6 | Inspect the sludge collection drive chains for signs of wear-6 Months | Secondary Clarifier, Final Tank 03 | TAB-STR-CLR-0310 | 3000000 | TAB-STR-CM-0323 | Inspect the sludge collection drive chains for signs of wear
TAB-STR-02 | 6 | Inspect the sludge collection drive chains for signs of wear-6 Months | Secondary Clarifier, Final Tank 03 | TAB-STR-CLR-0310 | 4000000 | TAB-STR-CM-0324 | Inspect the sludge collection drive chains for signs of wear
TAB-STR-02 | 6 | Inspect the sludge collection drive chains for signs of wear-6 Months | Secondary Clarifier, Final Tank 03 | TAB-STR-CLR-0310 | 5000000 | TAB-STR-CM-0425 | Inspect the sludge collection drive chains for signs of wear
TAB-STR-02 | 6 | Inspect the sludge collection drive chains for signs of wear-6 Months | Secondary Clarifier, Final Tank 03 | TAB-STR-CLR-0310 | 6000000 | TAB-STR-CM-0426 | Inspect the sludge collection drive chains for signs of wear
TAB-STR-02 | 6 | Inspect the sludge collection drive chains for signs of wear-6 Months | Secondary Clarifier, Final Tank 03 | TAB-STR-CLR-0310 | 9000000 | TAB-STR-CM-0429 | Inspect the sludge collection drive chains for signs of wear
TAB-STR-02 | 6 | Inspect the sludge collection drive chains for signs of wear-6 Months | Secondary Clarifier, Final Tank 03 | TAB-STR-CLR-0310 | 10000000 | TAB-STR-CM-0430 | Inspect the sludge collection drive chains for signs of wear
TAB-STR-02 | 6 | Inspect the sludge collection drive chains for signs of wear-6 Months | Secondary Clarifier, Final Tank 03 | TAB-STR-CLR-0310 | 7000000 | TAB-STR-CM-0427 | Inspect the sludge collection drive chains for signs of wear
TAB-STR-02 | 6 | Inspect the sludge collection drive chains for signs of wear-6 Months | Secondary Clarifier, Final Tank 03 | TAB-STR-CLR-0310 | 8000000 | TAB-STR-CM-0428 | Inspect the sludge collection drive chains for signs of wear
TAB-STR-02 | 6 | Inspect the sludge collection drive chains for signs of wear-6 Months | Secondary Clarifier, Final Tank 03 | TAB-STR-CLR-0310 | 11000000 | TAB-STR-CM-0331 | Inspect the sludge collection drive chains for signs of wear
TAB-STR-02 | 6 | Inspect the sludge collection drive chains for signs of wear-6 Months | Secondary Clarifier, Final Tank 04 | TAB-STR-CLR-0410 | 3000000 | TAB-STR-CM-0423 | Inspect the sludge collection drive chains for signs of wear
TAB-STR-02 | 6 | Inspect the sludge collection drive chains for signs of wear-6 Months | Secondary Clarifier, Final Tank 04 | TAB-STR-CLR-0410 | 5000000 | TAB-STR-CM-0425 | Inspect the sludge collection drive chains for signs of wear
TAB-STR-02 | 6 | Inspect the sludge collection drive chains for signs of wear-6 Months | Secondary Clarifier, Final Tank 04 | TAB-STR-CLR-0410 | 6000000 | TAB-STR-CM-0426 | Inspect the sludge collection drive chains for signs of wear
TAB-STR-02 | 6 | Inspect the sludge collection drive chains for signs of wear-6 Months | Secondary Clarifier, Final Tank 04 | TAB-STR-CLR-0410 | 9000000 | TAB-STR-CM-0429 | Inspect the sludge collection drive chains for signs of wear
TAB-STR-02 | 6 | Inspect the sludge collection drive chains for signs of wear-6 Months | Secondary Clarifier, Final Tank 04 | TAB-STR-CLR-0410 | 1000000 | TAB-STR-CM-0421 | Inspect the sludge collection drive chains for signs of wear
TAB-STR-02 | 6 | Inspect the sludge collection drive chains for signs of wear-6 Months | Secondary Clarifier, Final Tank 04 | TAB-STR-CLR-0410 | 10000000 | TAB-STR-CM-0430 | Inspect the sludge collection drive chains for signs of wear
TAB-STR-02 | 6 | Inspect the sludge collection drive chains for signs of wear-6 Months | Secondary Clarifier, Final Tank 04 | TAB-STR-CLR-0410 | 2000000 | TAB-STR-CM-0422 | Inspect the sludge collection drive chains for signs of wear
TAB-STR-02 | 6 | Inspect the sludge collection drive chains for signs of wear-6 Months | Secondary Clarifier, Final Tank 04 | TAB-STR-CLR-0410 | 11000000 | TAB-STR-CM-0431 | Inspect the sludge collection drive chains for signs of wear
TAB-STR-02 | 6 | Inspect the sludge collection drive chains for signs of wear-6 Months | Secondary Clarifier, Final Tank 04 | TAB-STR-CLR-0410 | 4000000 | TAB-STR-CM-0424 | Inspect the sludge collection drive chains for signs of wear
TAB-STR-02 | 6 | Inspect the sludge collection drive chains for signs of wear-6 Months | Secondary Clarifier, Final Tank 04 | TAB-STR-CLR-0410 | 7000000 | TAB-STR-CM-0427 | Inspect the sludge collection drive chains for signs of wear
TAB-STR-02 | 6 | Inspect the sludge collection drive chains for signs of wear-6 Months | Secondary Clarifier, Final Tank 04 | TAB-STR-CLR-0410 | 8000000 | TAB-STR-CM-0428 | Inspect the sludge collection drive chains for signs of wear
TAB-STR-02 | 6 | Inspect the sludge collection drive chains for signs of wear-6 Months | Secondary Clarifier, Final Tank 05 | TAB-STR-CLR-0510 | 1000000 | TAB-STR-CM-0521 | Inspect the sludge collection drive chains for signs of wear
TAB-STR-02 | 6 | Inspect the sludge collection drive chains for signs of wear-6 Months | Secondary Clarifier, Final Tank 05 | TAB-STR-CLR-0510 | 2000000 | TAB-STR-CM-0522 | Inspect the sludge collection drive chains for signs of wear
TAB-STR-02 | 6 | Inspect the sludge collection drive chains for signs of wear-6 Months | Secondary Clarifier, Final Tank 05 | TAB-STR-CLR-0510 | 5000000 | TAB-STR-CM-0525 | Inspect the sludge collection drive chains for signs of wear
TAB-STR-02 | 6 | Inspect the sludge collection drive chains for signs of wear-6 Months | Secondary Clarifier, Final Tank 05 | TAB-STR-CLR-0510 | 3000000 | TAB-STR-CM-0523 | Inspect the sludge collection drive chains for signs of wear
TAB-STR-02 | 6 | Inspect the sludge collection drive chains for signs of wear-6 Months | Secondary Clarifier, Final Tank 05 | TAB-STR-CLR-0510 | 6000000 | TAB-STR-CM-0526 | Inspect the sludge collection drive chains for signs of wear
TAB-STR-02 | 6 | Inspect the sludge collection drive chains for signs of wear-6 Months | Secondary Clarifier, Final Tank 05 | TAB-STR-CLR-0510 | 4000000 | TAB-STR-CM-0524 | Inspect the sludge collection drive chains for signs of wear
TAB-STR-02 | 6 | Inspect the sludge collection drive chains for signs of wear-6 Months | Secondary Clarifier, Final Tank 05 | TAB-STR-CLR-0510 | 9000000 | TAB-STR-CM-0529 | Inspect the sludge collection drive chains for signs of wear
TAB-STR-02 | 6 | Inspect the sludge collection drive chains for signs of wear-6 Months | Secondary Clarifier, Final Tank 05 | TAB-STR-CLR-0510 | 7000000 | TAB-STR-CM-0527 | Inspect the sludge collection drive chains for signs of wear
TAB-STR-02 | 6 | Inspect the sludge collection drive chains for signs of wear-6 Months | Secondary Clarifier, Final Tank 05 | TAB-STR-CLR-0510 | 8000000 | TAB-STR-CM-0528 | Inspect the sludge collection drive chains for signs of wear
TAB-STR-02 | 6 | Inspect the sludge collection drive chains for signs of wear-6 Months | Secondary Clarifier, Final Tank 05 | TAB-STR-CLR-0510 | 10000000 | TAB-STR-CM-0530 | Inspect the sludge collection drive chains for signs of wear
TAB-STR-02 | 6 | Inspect the sludge collection drive chains for signs of wear-6 Months | Secondary Clarifier, Final Tank 05 | TAB-STR-CLR-0510 | 11000000 | TAB-STR-CM-0531 | Inspect the sludge collection drive chains for signs of wear
TAB-STR-02 | 6 | Inspect the sludge collection drive chains for signs of wear-6 Months | Secondary Clarifier, Final Tank 06 | TAB-STR-CLR-0610 | 10000000 | TAB-STR-CM-0630 | Inspect the sludge collection drive chains for signs of wear
TAB-STR-02 | 6 | Inspect the sludge collection drive chains for signs of wear-6 Months | Secondary Clarifier, Final Tank 06 | TAB-STR-CLR-0610 | 1000000 | TAB-STR-CM-0621 | Inspect the sludge collection drive chains for signs of wear
TAB-STR-02 | 6 | Inspect the sludge collection drive chains for signs of wear-6 Months | Secondary Clarifier, Final Tank 06 | TAB-STR-CLR-0610 | 2000000 | TAB-STR-CM-0622 | Inspect the sludge collection drive chains for signs of wear
TAB-STR-02 | 6 | Inspect the sludge collection drive chains for signs of wear-6 Months | Secondary Clarifier, Final Tank 06 | TAB-STR-CLR-0610 | 3000000 | TAB-STR-CM-0623 | Inspect the sludge collection drive chains for signs of wear
TAB-STR-02 | 6 | Inspect the sludge collection drive chains for signs of wear-6 Months | Secondary Clarifier, Final Tank 06 | TAB-STR-CLR-0610 | 4000000 | TAB-STR-CM-0624 | Inspect the sludge collection drive chains for signs of wear
TAB-STR-02 | 6 | Inspect the sludge collection drive chains for signs of wear-6 Months | Secondary Clarifier, Final Tank 06 | TAB-STR-CLR-0610 | 5000000 | TAB-STR-CM-0625 | Inspect the sludge collection drive chains for signs of wear
TAB-STR-02 | 6 | Inspect the sludge collection drive chains for signs of wear-6 Months | Secondary Clarifier, Final Tank 06 | TAB-STR-CLR-0610 | 6000000 | TAB-STR-CM-0626 | Inspect the sludge collection drive chains for signs of wear
TAB-STR-02 | 6 | Inspect the sludge collection drive chains for signs of wear-6 Months | Secondary Clarifier, Final Tank 06 | TAB-STR-CLR-0610 | 7000000 | TAB-STR-CM-0627 | Inspect the sludge collection drive chains for signs of wear
TAB-STR-02 | 6 | Inspect the sludge collection drive chains for signs of wear-6 Months | Secondary Clarifier, Final Tank 06 | TAB-STR-CLR-0610 | 8000000 | TAB-STR-CM-0628 | Inspect the sludge collection drive chains for signs of wear
TAB-STR-02 | 6 | Inspect the sludge collection drive chains for signs of wear-6 Months | Secondary Clarifier, Final Tank 06 | TAB-STR-CLR-0610 | 9000000 | TAB-STR-CM-0629 | Inspect the sludge collection drive chains for signs of wear
TAB-STR-02 | 6 | Inspect the sludge collection drive chains for signs of wear-6 Months | Secondary Clarifier, Final Tank 06 | TAB-STR-CLR-0610 | 11000000 | TAB-STR-CM-0631 | Inspect the sludge collection drive chains for signs of wear
TAB-STR-02 | 6 | Inspect the sludge collection drive chains for signs of wear-6 Months | Secondary Clarifier, Final Tank 07 | TAB-STR-CLR-0710 | 1000000 | TAB-STR-CM-0721 | Inspect the sludge collection drive chains for signs of wear
TAB-STR-02 | 6 | Inspect the sludge collection drive chains for signs of wear-6 Months | Secondary Clarifier, Final Tank 07 | TAB-STR-CLR-0710 | 3000000 | TAB-STR-CM-0723 | Inspect the sludge collection drive chains for signs of wear
TAB-STR-02 | 6 | Inspect the sludge collection drive chains for signs of wear-6 Months | Secondary Clarifier, Final Tank 07 | TAB-STR-CLR-0710 | 5000000 | TAB-STR-CM-0725 | Inspect the sludge collection drive chains for signs of wear
TAB-STR-02 | 6 | Inspect the sludge collection drive chains for signs of wear-6 Months | Secondary Clarifier, Final Tank 07 | TAB-STR-CLR-0710 | 6000000 | TAB-STR-CM-0726 | Inspect the sludge collection drive chains for signs of wear
TAB-STR-02 | 6 | Inspect the sludge collection drive chains for signs of wear-6 Months | Secondary Clarifier, Final Tank 07 | TAB-STR-CLR-0710 | 7000000 | TAB-STR-CM-0727 | Inspect the sludge collection drive chains for signs of wear
TAB-STR-02 | 6 | Inspect the sludge collection drive chains for signs of wear-6 Months | Secondary Clarifier, Final Tank 07 | TAB-STR-CLR-0710 | 8000000 | TAB-STR-CM-0728 | Inspect the sludge collection drive chains for signs of wear
TAB-STR-02 | 6 | Inspect the sludge collection drive chains for signs of wear-6 Months | Secondary Clarifier, Final Tank 07 | TAB-STR-CLR-0710 | 9000000 | TAB-STR-CM-0729 | Inspect the sludge collection drive chains for signs of wear
TAB-STR-02 | 6 | Inspect the sludge collection drive chains for signs of wear-6 Months | Secondary Clarifier, Final Tank 07 | TAB-STR-CLR-0710 | 10000000 | TAB-STR-CM-0730 | Inspect the sludge collection drive chains for signs of wear
TAB-STR-02 | 6 | Inspect the sludge collection drive chains for signs of wear-6 Months | Secondary Clarifier, Final Tank 07 | TAB-STR-CLR-0710 | 11000000 | TAB-STR-CM-0731 | Inspect the sludge collection drive chains for signs of wear
TAB-STR-02 | 6 | Inspect the sludge collection drive chains for signs of wear-6 Months | Secondary Clarifier, Final Tank 07 | TAB-STR-CLR-0710 | 2000000 | TAB-STR-CM-0722 | Inspect the sludge collection drive chains for signs of wear
TAB-STR-02 | 6 | Inspect the sludge collection drive chains for signs of wear-6 Months | Secondary Clarifier, Final Tank 07 | TAB-STR-CLR-0710 | 4000000 | TAB-STR-CM-0724 | Inspect the sludge collection drive chains for signs of wear
TAB-STR-02 | 6 | Inspect the sludge collection drive chains for signs of wear-6 Months | Secondary Clarifier, Final Tank 08 | TAB-STR-CLR-0810 | 1000000 | TAB-STR-CM-0821 | Inspect the sludge collection drive chains for signs of wear
TAB-STR-02 | 6 | Inspect the sludge collection drive chains for signs of wear-6 Months | Secondary Clarifier, Final Tank 08 | TAB-STR-CLR-0810 | 2000000 | TAB-STR-CM-0822 | Inspect the sludge collection drive chains for signs of wear
TAB-STR-02 | 6 | Inspect the sludge collection drive chains for signs of wear-6 Months | Secondary Clarifier, Final Tank 08 | TAB-STR-CLR-0810 | 3000000 | TAB-STR-CM-0823 | Inspect the sludge collection drive chains for signs of wear
TAB-STR-02 | 6 | Inspect the sludge collection drive chains for signs of wear-6 Months | Secondary Clarifier, Final Tank 08 | TAB-STR-CLR-0810 | 4000000 | TAB-STR-CM-0824 | Inspect the sludge collection drive chains for signs of wear
TAB-STR-02 | 6 | Inspect the sludge collection drive chains for signs of wear-6 Months | Secondary Clarifier, Final Tank 08 | TAB-STR-CLR-0810 | 5000000 | TAB-STR-CM-0825 | Inspect the sludge collection drive chains for signs of wear
TAB-STR-02 | 6 | Inspect the sludge collection drive chains for signs of wear-6 Months | Secondary Clarifier, Final Tank 08 | TAB-STR-CLR-0810 | 6000000 | TAB-STR-CM-0826 | Inspect the sludge collection drive chains for signs of wear
TAB-STR-02 | 6 | Inspect the sludge collection drive chains for signs of wear-6 Months | Secondary Clarifier, Final Tank 08 | TAB-STR-CLR-0810 | 10000000 | TAB-STR-CM-0830 | Inspect the sludge collection drive chains for signs of wear
TAB-STR-02 | 6 | Inspect the sludge collection drive chains for signs of wear-6 Months | Secondary Clarifier, Final Tank 08 | TAB-STR-CLR-0810 | 7000000 | TAB-STR-CM-0827 | Inspect the sludge collection drive chains for signs of wear
TAB-STR-02 | 6 | Inspect the sludge collection drive chains for signs of wear-6 Months | Secondary Clarifier, Final Tank 08 | TAB-STR-CLR-0810 | 11000000 | TAB-STR-CM-0831 | Inspect the sludge collection drive chains for signs of wear
TAB-STR-02 | 6 | Inspect the sludge collection drive chains for signs of wear-6 Months | Secondary Clarifier, Final Tank 08 | TAB-STR-CLR-0810 | 8000000 | TAB-STR-CM-0828 | Inspect the sludge collection drive chains for signs of wear
TAB-STR-02 | 6 | Inspect the sludge collection drive chains for signs of wear-6 Months | Secondary Clarifier, Final Tank 08 | TAB-STR-CLR-0810 | 9000000 | TAB-STR-CM-0829 | Inspect the sludge collection drive chains for signs of wear
TAB-STR-02 | 6 | Inspect the sludge collection drive chains for signs of wear-6 Months | Secondary Clarifier, Final Tank 09 | TAB-STR-CLR-0910 | 1000000 | TAB-STR-CM-0921 | Inspect the sludge collection drive chains for signs of wear
TAB-STR-02 | 6 | Inspect the sludge collection drive chains for signs of wear-6 Months | Secondary Clarifier, Final Tank 09 | TAB-STR-CLR-0910 | 2000000 | TAB-STR-CM-0922 | Inspect the sludge collection drive chains for signs of wear
TAB-STR-02 | 6 | Inspect the sludge collection drive chains for signs of wear-6 Months | Secondary Clarifier, Final Tank 09 | TAB-STR-CLR-0910 | 3000000 | TAB-STR-CM-0922 | Inspect the sludge collection drive chains for signs of wear
TAB-STR-02 | 6 | Inspect the sludge collection drive chains for signs of wear-6 Months | Secondary Clarifier, Final Tank 09 | TAB-STR-CLR-0910 | 4000000 | TAB-STR-CM-0924 | Inspect the sludge collection drive chains for signs of wear
TAB-STR-02 | 6 | Inspect the sludge collection drive chains for signs of wear-6 Months | Secondary Clarifier, Final Tank 09 | TAB-STR-CLR-0910 | 10000000 | TAB-STR-CM-0930 | Inspect the sludge collection drive chains for signs of wear
TAB-STR-02 | 6 | Inspect the sludge collection drive chains for signs of wear-6 Months | Secondary Clarifier, Final Tank 09 | TAB-STR-CLR-0910 | 5000000 | TAB-STR-CM-0925 | Inspect the sludge collection drive chains for signs of wear
TAB-STR-02 | 6 | Inspect the sludge collection drive chains for signs of wear-6 Months | Secondary Clarifier, Final Tank 09 | TAB-STR-CLR-0910 | 11000000 | TAB-STR-CM-0931 | Inspect the sludge collection drive chains for signs of wear
TAB-STR-02 | 6 | Inspect the sludge collection drive chains for signs of wear-6 Months | Secondary Clarifier, Final Tank 09 | TAB-STR-CLR-0910 | 6000000 | TAB-STR-CM-0926 | Inspect the sludge collection drive chains for signs of wear
TAB-STR-02 | 6 | Inspect the sludge collection drive chains for signs of wear-6 Months | Secondary Clarifier, Final Tank 09 | TAB-STR-CLR-0910 | 7000000 | TAB-STR-CM-0927 | Inspect the sludge collection drive chains for signs of wear
TAB-STR-02 | 6 | Inspect the sludge collection drive chains for signs of wear-6 Months | Secondary Clarifier, Final Tank 09 | TAB-STR-CLR-0910 | 8000000 | TAB-STR-CM-0928 | Inspect the sludge collection drive chains for signs of wear
TAB-STR-02 | 6 | Inspect the sludge collection drive chains for signs of wear-6 Months | Secondary Clarifier, Final Tank 09 | TAB-STR-CLR-0910 | 9000000 | TAB-STR-CM-0929 | Inspect the sludge collection drive chains for signs of wear
TAB-STR-02 | 6 | Inspect the sludge collection drive chains for signs of wear-6 Months | Secondary Clarifier, Final Tank 10 | TAB-STR-CLR-1010 | 1000000 | TAB-STR-CM-1021 | Inspect the sludge collection drive chains for signs of wear
TAB-STR-02 | 6 | Inspect the sludge collection drive chains for signs of wear-6 Months | Secondary Clarifier, Final Tank 10 | TAB-STR-CLR-1010 | 2000000 | TAB-STR-CM-1023 | Inspect the sludge collection drive chains for signs of wear
TAB-STR-02 | 6 | Inspect the sludge collection drive chains for signs of wear-6 Months | Secondary Clarifier, Final Tank 10 | TAB-STR-CLR-1010 | 4000000 | TAB-STR-CM-1026 | Inspect the sludge collection drive chains for signs of wear
TAB-STR-02 | 6 | Inspect the sludge collection drive chains for signs of wear-6 Months | Secondary Clarifier, Final Tank 10 | TAB-STR-CLR-1010 | 5000000 | TAB-STR-CM-1028 | Inspect the sludge collection drive chains for signs of wear
TAB-STR-02 | 6 | Inspect the sludge collection drive chains for signs of wear-6 Months | Secondary Clarifier, Final Tank 10 | TAB-STR-CLR-1010 | 3000000 | TAB-STR-CM-1025 | Inspect the sludge collection drive chains for signs of wear
TAB-STR-02 | 6 | Inspect the sludge collection drive chains for signs of wear-6 Months | Secondary Clarifier, Final Tank 10 | TAB-STR-CLR-1010 | 6000000 | TAB-STR-CM-1030 | Inspect the sludge collection drive chains for signs of wear
TAB-STR-02 | 6 | Inspect the sludge collection drive chains for signs of wear-6 Months | Secondary Clarifier, Final Tank 10 | TAB-STR-CLR-1010 | 7000000 | TAB-STR-CM-1031 | Inspect the sludge collection drive chains for signs of wear
TAB-STR-02 | 6 | Inspect the sludge collection drive chains for signs of wear-6 Months | Secondary Clarifier, Final Tank 11 | TAB-STR-CLR-1110 | 5000000 | TAB-STR-CM-1128 | Inspect the sludge collection drive chains for signs of wear
TAB-STR-02 | 6 | Inspect the sludge collection drive chains for signs of wear-6 Months | Secondary Clarifier, Final Tank 11 | TAB-STR-CLR-1110 | 6000000 | TAB-STR-CM-1130 | Inspect the sludge collection drive chains for signs of wear
TAB-STR-02 | 6 | Inspect the sludge collection drive chains for signs of wear-6 Months | Secondary Clarifier, Final Tank 11 | TAB-STR-CLR-1110 | 7000000 | TAB-STR-CM-1131 | Inspect the sludge collection drive chains for signs of wear
TAB-STR-02 | 6 | Inspect the sludge collection drive chains for signs of wear-6 Months | Secondary Clarifier, Final Tank 11 | TAB-STR-CLR-1110 | 1000000 | TAB-STR-CM-1121 | Inspect the sludge collection drive chains for signs of wear
TAB-STR-02 | 6 | Inspect the sludge collection drive chains for signs of wear-6 Months | Secondary Clarifier, Final Tank 11 | TAB-STR-CLR-1110 | 2000000 | TAB-STR-CM-1123 | Inspect the sludge collection drive chains for signs of wear
TAB-STR-02 | 6 | Inspect the sludge collection drive chains for signs of wear-6 Months | Secondary Clarifier, Final Tank 11 | TAB-STR-CLR-1110 | 3000000 | TAB-STR-CM-1125 | Inspect the sludge collection drive chains for signs of wear
TAB-STR-02 | 6 | Inspect the sludge collection drive chains for signs of wear-6 Months | Secondary Clarifier, Final Tank 11 | TAB-STR-CLR-1110 | 4000000 | TAB-STR-CM-1126 | Inspect the sludge collection drive chains for signs of wear
TAB-STR-02 | 8 | Lubricate the RAS pump bearings-6 Months | Pump, Return Sludge | TAB-STR-P-3121 | 1000000 | TAB-STR-P-3121 | Lubricate the RAS pump bearings
TAB-STR-02 | 8 | Lubricate the RAS pump bearings-6 Months | Pump, Return Sludge | TAB-STR-P-3121 | 3000000 | TAB-STR-P-3123 | Lubricate the RAS pump bearings
TAB-STR-02 | 8 | Lubricate the RAS pump bearings-6 Months | Pump, Return Sludge | TAB-STR-P-3121 | 2000000 | TAB-STR-P-3122 | Lubricate the RAS pump bearings
TAB-STR-02 | 8 | Lubricate the RAS pump bearings-6 Months | Pump, Return Sludge | TAB-STR-P-3121 | 4000000 | TAB-STR-P-3221 | Lubricate the RAS pump bearings
TAB-STR-02 | 8 | Lubricate the RAS pump bearings-6 Months | Pump, Return Sludge | TAB-STR-P-3121 | 7000000 | TAB-STR-P-3321 | Lubricate the RAS pump bearings
TAB-STR-02 | 8 | Lubricate the RAS pump bearings-6 Months | Pump, Return Sludge | TAB-STR-P-3121 | 5000000 | TAB-STR-P-3222 | Lubricate the RAS pump bearings
TAB-STR-02 | 8 | Lubricate the RAS pump bearings-6 Months | Pump, Return Sludge | TAB-STR-P-3121 | 8000000 | TAB-STR-P-3322 | Lubricate the RAS pump bearings
TAB-STR-02 | 8 | Lubricate the RAS pump bearings-6 Months | Pump, Return Sludge | TAB-STR-P-3121 | 6000000 | TAB-STR-P-3223 | Lubricate the RAS pump bearings
TAB-STR-02 | 8 | Lubricate the RAS pump bearings-6 Months | Pump, Return Sludge | TAB-STR-P-3121 | 9000000 | TAB-STR-P-3323 | Lubricate the RAS pump bearings
TAB-STR-02 | 8 | Lubricate the RAS pump bearings-6 Months | Pump, Return Sludge | TAB-STR-P-3121 | 10000000 | TAB-STR-P-3421 | Lubricate the RAS pump bearings
TAB-STR-02 | 8 | Lubricate the RAS pump bearings-6 Months | Pump, Return Sludge | TAB-STR-P-3121 | 11000000 | TAB-STR-P-3422 | Lubricate the RAS pump bearings
TAB-STR-02 | 8 | Lubricate the RAS pump bearings-6 Months | Pump, Return Sludge | TAB-STR-P-3121 | 12000000 | TAB-STR-P-3423 | Lubricate the RAS pump bearings
TAB-STR-02 | 8 | Lubricate the RAS pump bearings-6 Months | Pump, Return Sludge | TAB-STR-P-3121 | 13000000 | TAB-STR-P-3521 | Lubricate the RAS pump bearings
TAB-STR-02 | 8 | Lubricate the RAS pump bearings-6 Months | Pump, Return Sludge | TAB-STR-P-3121 | 19000000 | TAB-STR-P-3622 | Lubricate the RAS pump bearings
TAB-STR-02 | 8 | Lubricate the RAS pump bearings-6 Months | Pump, Return Sludge | TAB-STR-P-3121 | 14000000 | TAB-STR-P-3522 | Lubricate the RAS pump bearings
TAB-STR-02 | 8 | Lubricate the RAS pump bearings-6 Months | Pump, Return Sludge | TAB-STR-P-3121 | 20000000 | TAB-STR-P-3623 | Lubricate the RAS pump bearings
TAB-STR-02 | 8 | Lubricate the RAS pump bearings-6 Months | Pump, Return Sludge | TAB-STR-P-3121 | 15000000 | TAB-STR-P-3523 | Lubricate the RAS pump bearings
TAB-STR-02 | 8 | Lubricate the RAS pump bearings-6 Months | Pump, Return Sludge | TAB-STR-P-3121 | 16000000 | TAB-STR-P-3524 | Lubricate the RAS pump bearings
TAB-STR-02 | 8 | Lubricate the RAS pump bearings-6 Months | Pump, Return Sludge | TAB-STR-P-3121 | 17000000 | TAB-STR-P-3525 | Lubricate the RAS pump bearings
TAB-STR-02 | 8 | Lubricate the RAS pump bearings-6 Months | Pump, Return Sludge | TAB-STR-P-3121 | 18000000 | TAB-STR-P-3621 | Lubricate the RAS pump bearings
TAB-STR-02 | 10 | Tactile inspection the RAS motor bearings for signs of wear-6 Months | Pump, Return Sludge | TAB-STR-P-3121 | 2000000 | TAB-STR-P-3122 | Tactile inspection the RAS motor bearings for signs of wear
TAB-STR-02 | 10 | Tactile inspection the RAS motor bearings for signs of wear-6 Months | Pump, Return Sludge | TAB-STR-P-3121 | 1000000 | TAB-STR-P-3121 | Tactile inspection the RAS motor bearings for signs of wear
TAB-STR-02 | 10 | Tactile inspection the RAS motor bearings for signs of wear-6 Months | Pump, Return Sludge | TAB-STR-P-3121 | 4000000 | TAB-STR-P-3221 | Tactile inspection the RAS motor bearings for signs of wear
TAB-STR-02 | 10 | Tactile inspection the RAS motor bearings for signs of wear-6 Months | Pump, Return Sludge | TAB-STR-P-3121 | 3000000 | TAB-STR-P-3123 | Tactile inspection the RAS motor bearings for signs of wear
TAB-STR-02 | 10 | Tactile inspection the RAS motor bearings for signs of wear-6 Months | Pump, Return Sludge | TAB-STR-P-3121 | 6000000 | TAB-STR-P-3212 | Tactile inspection the RAS motor bearings for signs of wear
TAB-STR-02 | 10 | Tactile inspection the RAS motor bearings for signs of wear-6 Months | Pump, Return Sludge | TAB-STR-P-3121 | 5000000 | TAB-STR-P-3211 | Tactile inspection the RAS motor bearings for signs of wear
TAB-STR-02 | 10 | Tactile inspection the RAS motor bearings for signs of wear-6 Months | Pump, Return Sludge | TAB-STR-P-3121 | 7000000 | TAB-STR-P-3321 | Tactile inspection the RAS motor bearings for signs of wear
TAB-STR-02 | 10 | Tactile inspection the RAS motor bearings for signs of wear-6 Months | Pump, Return Sludge | TAB-STR-P-3121 | 8000000 | TAB-STR-P-3322 | Tactile inspection the RAS motor bearings for signs of wear
TAB-STR-02 | 10 | Tactile inspection the RAS motor bearings for signs of wear-6 Months | Pump, Return Sludge | TAB-STR-P-3121 | 9000000 | TAB-STR-P-3323 | Tactile inspection the RAS motor bearings for signs of wear
TAB-STR-02 | 10 | Tactile inspection the RAS motor bearings for signs of wear-6 Months | Pump, Return Sludge | TAB-STR-P-3121 | 13000000 | TAB-STR-P-3521 | Tactile inspection the RAS motor bearings for signs of wear
TAB-STR-02 | 10 | Tactile inspection the RAS motor bearings for signs of wear-6 Months | Pump, Return Sludge | TAB-STR-P-3121 | 10000000 | TAB-STR-P-3421 | Tactile inspection the RAS motor bearings for signs of wear
TAB-STR-02 | 10 | Tactile inspection the RAS motor bearings for signs of wear-6 Months | Pump, Return Sludge | TAB-STR-P-3121 | 14000000 | TAB-STR-P-3522 | Tactile inspection the RAS motor bearings for signs of wear
TAB-STR-02 | 10 | Tactile inspection the RAS motor bearings for signs of wear-6 Months | Pump, Return Sludge | TAB-STR-P-3121 | 11000000 | TAB-STR-P-3422 | Tactile inspection the RAS motor bearings for signs of wear
TAB-STR-02 | 10 | Tactile inspection the RAS motor bearings for signs of wear-6 Months | Pump, Return Sludge | TAB-STR-P-3121 | 15000000 | TAB-STR-P-3523 | Tactile inspection the RAS motor bearings for signs of wear
TAB-STR-02 | 10 | Tactile inspection the RAS motor bearings for signs of wear-6 Months | Pump, Return Sludge | TAB-STR-P-3121 | 12000000 | TAB-STR-P-3423 | Tactile inspection the RAS motor bearings for signs of wear
TAB-STR-02 | 10 | Tactile inspection the RAS motor bearings for signs of wear-6 Months | Pump, Return Sludge | TAB-STR-P-3121 | 16000000 | TAB-STR-P-3524 | Tactile inspection the RAS motor bearings for signs of wear
TAB-STR-02 | 10 | Tactile inspection the RAS motor bearings for signs of wear-6 Months | Pump, Return Sludge | TAB-STR-P-3121 | 18000000 | TAB-STR-P-3621 | Tactile inspection the RAS motor bearings for signs of wear
TAB-STR-02 | 10 | Tactile inspection the RAS motor bearings for signs of wear-6 Months | Pump, Return Sludge | TAB-STR-P-3121 | 17000000 | TAB-STR-P-3525 | Tactile inspection the RAS motor bearings for signs of wear
TAB-STR-02 | 10 | Tactile inspection the RAS motor bearings for signs of wear-6 Months | Pump, Return Sludge | TAB-STR-P-3121 | 19000000 | TAB-STR-P-3622 | Tactile inspection the RAS motor bearings for signs of wear
TAB-STR-02 | 10 | Tactile inspection the RAS motor bearings for signs of wear-6 Months | Pump, Return Sludge | TAB-STR-P-3121 | 20000000 | TAB-STR-P-3623 | Tactile inspection the RAS motor bearings for signs of wear
TAB-STR-02 | 22 | Verify the flight collector drives uncommanded stop alarm circuit operation- 2 Years | Secondary Clarifier, Final Tank 01 | TAB-STR-CLR-0110 | 1000000 | TAB-STR-CM-0121 | Verify the flight collector drives uncommanded stop alarm circuit operation
TAB-STR-02 | 22 | Verify the flight collector drives uncommanded stop alarm circuit operation- 2 Years | Secondary Clarifier, Final Tank 01 | TAB-STR-CLR-0110 | 2000000 | TAB-STR-CM-0122 | Verify the flight collector drives uncommanded stop alarm circuit operation
TAB-STR-02 | 22 | Verify the flight collector drives uncommanded stop alarm circuit operation- 2 Years | Secondary Clarifier, Final Tank 01 | TAB-STR-CLR-0110 | 4000000 | TAB-STR-CM-0124 | Verify the flight collector drives uncommanded stop alarm circuit operation
TAB-STR-02 | 22 | Verify the flight collector drives uncommanded stop alarm circuit operation- 2 Years | Secondary Clarifier, Final Tank 01 | TAB-STR-CLR-0110 | 3000000 | TAB-STR-CM-0123 | Verify the flight collector drives uncommanded stop alarm circuit operation
TAB-STR-02 | 22 | Verify the flight collector drives uncommanded stop alarm circuit operation- 2 Years | Secondary Clarifier, Final Tank 01 | TAB-STR-CLR-0110 | 5000000 | TAB-STR-CM-0125 | Verify the flight collector drives uncommanded stop alarm circuit operation
TAB-STR-02 | 22 | Verify the flight collector drives uncommanded stop alarm circuit operation- 2 Years | Secondary Clarifier, Final Tank 01 | TAB-STR-CLR-0110 | 6000000 | TAB-STR-CM-0126 | Verify the flight collector drives uncommanded stop alarm circuit operation
TAB-STR-02 | 22 | Verify the flight collector drives uncommanded stop alarm circuit operation- 2 Years | Secondary Clarifier, Final Tank 01 | TAB-STR-CLR-0110 | 8000000 | TAB-STR-CM-0128 | Verify the flight collector drives uncommanded stop alarm circuit operation
TAB-STR-02 | 22 | Verify the flight collector drives uncommanded stop alarm circuit operation- 2 Years | Secondary Clarifier, Final Tank 01 | TAB-STR-CLR-0110 | 7000000 | TAB-STR-CM-0127 | Verify the flight collector drives uncommanded stop alarm circuit operation
TAB-STR-02 | 22 | Verify the flight collector drives uncommanded stop alarm circuit operation- 2 Years | Secondary Clarifier, Final Tank 01 | TAB-STR-CLR-0110 | 9000000 | TAB-STR-CM-0131 | Verify the flight collector drives uncommanded stop alarm circuit operation
TAB-STR-02 | 22 | Verify the flight collector drives uncommanded stop alarm circuit operation- 2 Years | Secondary Clarifier, Final Tank 02 | TAB-STR-CLR-0210 | 1000000 | TAB-STR-CM-0221 | Verify the flight collector drives uncommanded stop alarm circuit operation
TAB-STR-02 | 22 | Verify the flight collector drives uncommanded stop alarm circuit operation- 2 Years | Secondary Clarifier, Final Tank 02 | TAB-STR-CLR-0210 | 2000000 | TAB-STR-CM-0222 | Verify the flight collector drives uncommanded stop alarm circuit operation
TAB-STR-02 | 22 | Verify the flight collector drives uncommanded stop alarm circuit operation- 2 Years | Secondary Clarifier, Final Tank 02 | TAB-STR-CLR-0210 | 3000000 | TAB-STR-CM-0223 | Verify the flight collector drives uncommanded stop alarm circuit operation
TAB-STR-02 | 22 | Verify the flight collector drives uncommanded stop alarm circuit operation- 2 Years | Secondary Clarifier, Final Tank 02 | TAB-STR-CLR-0210 | 4000000 | TAB-STR-CM-0224 | Verify the flight collector drives uncommanded stop alarm circuit operation
TAB-STR-02 | 22 | Verify the flight collector drives uncommanded stop alarm circuit operation- 2 Years | Secondary Clarifier, Final Tank 02 | TAB-STR-CLR-0210 | 5000000 | TAB-STR-CM-0225 | Verify the flight collector drives uncommanded stop alarm circuit operation
TAB-STR-02 | 22 | Verify the flight collector drives uncommanded stop alarm circuit operation- 2 Years | Secondary Clarifier, Final Tank 02 | TAB-STR-CLR-0210 | 6000000 | TAB-STR-CM-0226 | Verify the flight collector drives uncommanded stop alarm circuit operation
TAB-STR-02 | 22 | Verify the flight collector drives uncommanded stop alarm circuit operation- 2 Years | Secondary Clarifier, Final Tank 02 | TAB-STR-CLR-0210 | 7000000 | TAB-STR-CM-0227 | Verify the flight collector drives uncommanded stop alarm circuit operation
TAB-STR-02 | 22 | Verify the flight collector drives uncommanded stop alarm circuit operation- 2 Years | Secondary Clarifier, Final Tank 02 | TAB-STR-CLR-0210 | 8000000 | TAB-STR-CM-0228 | Verify the flight collector drives uncommanded stop alarm circuit operation
TAB-STR-02 | 22 | Verify the flight collector drives uncommanded stop alarm circuit operation- 2 Years | Secondary Clarifier, Final Tank 02 | TAB-STR-CLR-0210 | 9000000 | TAB-STR-CM-0229 | Verify the flight collector drives uncommanded stop alarm circuit operation
TAB-STR-02 | 22 | Verify the flight collector drives uncommanded stop alarm circuit operation- 2 Years | Secondary Clarifier, Final Tank 02 | TAB-STR-CLR-0210 | 10000000 | TAB-STR-CM-0230 | Verify the flight collector drives uncommanded stop alarm circuit operation
TAB-STR-02 | 22 | Verify the flight collector drives uncommanded stop alarm circuit operation- 2 Years | Secondary Clarifier, Final Tank 02 | TAB-STR-CLR-0210 | 11000000 | TAB-STR-CM-0231 | Verify the flight collector drives uncommanded stop alarm circuit operation
TAB-STR-02 | 22 | Verify the flight collector drives uncommanded stop alarm circuit operation- 2 Years | Secondary Clarifier, Final Tank 03 | TAB-STR-CLR-0310 | 1000000 | TAB-STR-CM-0321 | Verify the flight collector drives uncommanded stop alarm circuit operation
TAB-STR-02 | 22 | Verify the flight collector drives uncommanded stop alarm circuit operation- 2 Years | Secondary Clarifier, Final Tank 03 | TAB-STR-CLR-0310 | 3000000 | TAB-STR-CM-0323 | Verify the flight collector drives uncommanded stop alarm circuit operation
TAB-STR-02 | 22 | Verify the flight collector drives uncommanded stop alarm circuit operation- 2 Years | Secondary Clarifier, Final Tank 03 | TAB-STR-CLR-0310 | 4000000 | TAB-STR-CM-0324 | Verify the flight collector drives uncommanded stop alarm circuit operation
TAB-STR-02 | 22 | Verify the flight collector drives uncommanded stop alarm circuit operation- 2 Years | Secondary Clarifier, Final Tank 03 | TAB-STR-CLR-0310 | 2000000 | TAB-STR-CM-0322 | Verify the flight collector drives uncommanded stop alarm circuit operation
TAB-STR-02 | 22 | Verify the flight collector drives uncommanded stop alarm circuit operation- 2 Years | Secondary Clarifier, Final Tank 03 | TAB-STR-CLR-0310 | 5000000 | TAB-STR-CM-0325 | Verify the flight collector drives uncommanded stop alarm circuit operation
TAB-STR-02 | 22 | Verify the flight collector drives uncommanded stop alarm circuit operation- 2 Years | Secondary Clarifier, Final Tank 03 | TAB-STR-CLR-0310 | 6000000 | TAB-STR-CM-0326 | Verify the flight collector drives uncommanded stop alarm circuit operation
TAB-STR-02 | 22 | Verify the flight collector drives uncommanded stop alarm circuit operation- 2 Years | Secondary Clarifier, Final Tank 03 | TAB-STR-CLR-0310 | 10000000 | TAB-STR-CM-0330 | Verify the flight collector drives uncommanded stop alarm circuit operation
TAB-STR-02 | 22 | Verify the flight collector drives uncommanded stop alarm circuit operation- 2 Years | Secondary Clarifier, Final Tank 03 | TAB-STR-CLR-0310 | 7000000 | TAB-STR-CM-0327 | Verify the flight collector drives uncommanded stop alarm circuit operation
TAB-STR-02 | 22 | Verify the flight collector drives uncommanded stop alarm circuit operation- 2 Years | Secondary Clarifier, Final Tank 03 | TAB-STR-CLR-0310 | 11000000 | TAB-STR-CM-0331 | Verify the flight collector drives uncommanded stop alarm circuit operation
TAB-STR-02 | 22 | Verify the flight collector drives uncommanded stop alarm circuit operation- 2 Years | Secondary Clarifier, Final Tank 03 | TAB-STR-CLR-0310 | 8000000 | TAB-STR-CM-0328 | Verify the flight collector drives uncommanded stop alarm circuit operation
TAB-STR-02 | 22 | Verify the flight collector drives uncommanded stop alarm circuit operation- 2 Years | Secondary Clarifier, Final Tank 03 | TAB-STR-CLR-0310 | 9000000 | TAB-STR-CM-0329 | Verify the flight collector drives uncommanded stop alarm circuit operation
TAB-STR-02 | 22 | Verify the flight collector drives uncommanded stop alarm circuit operation- 2 Years | Secondary Clarifier, Final Tank 04 | TAB-STR-CLR-0410 | 3000000 | TAB-STR-CM-0423 | Verify the flight collector drives uncommanded stop alarm circuit operation
TAB-STR-02 | 22 | Verify the flight collector drives uncommanded stop alarm circuit operation- 2 Years | Secondary Clarifier, Final Tank 04 | TAB-STR-CLR-0410 | 4000000 | TAB-STR-CM-0424 | Verify the flight collector drives uncommanded stop alarm circuit operation
TAB-STR-02 | 22 | Verify the flight collector drives uncommanded stop alarm circuit operation- 2 Years | Secondary Clarifier, Final Tank 04 | TAB-STR-CLR-0410 | 1000000 | TAB-STR-CM-0421 | Verify the flight collector drives uncommanded stop alarm circuit operation
TAB-STR-02 | 22 | Verify the flight collector drives uncommanded stop alarm circuit operation- 2 Years | Secondary Clarifier, Final Tank 04 | TAB-STR-CLR-0410 | 7000000 | TAB-STR-CM-0427 | Verify the flight collector drives uncommanded stop alarm circuit operation
TAB-STR-02 | 22 | Verify the flight collector drives uncommanded stop alarm circuit operation- 2 Years | Secondary Clarifier, Final Tank 04 | TAB-STR-CLR-0410 | 2000000 | TAB-STR-CM-0422 | Verify the flight collector drives uncommanded stop alarm circuit operation
TAB-STR-02 | 22 | Verify the flight collector drives uncommanded stop alarm circuit operation- 2 Years | Secondary Clarifier, Final Tank 04 | TAB-STR-CLR-0410 | 8000000 | TAB-STR-CM-0428 | Verify the flight collector drives uncommanded stop alarm circuit operation
TAB-STR-02 | 22 | Verify the flight collector drives uncommanded stop alarm circuit operation- 2 Years | Secondary Clarifier, Final Tank 04 | TAB-STR-CLR-0410 | 5000000 | TAB-STR-CM-0425 | Verify the flight collector drives uncommanded stop alarm circuit operation
TAB-STR-02 | 22 | Verify the flight collector drives uncommanded stop alarm circuit operation- 2 Years | Secondary Clarifier, Final Tank 04 | TAB-STR-CLR-0410 | 10000000 | TAB-STR-CM-0430 | Verify the flight collector drives uncommanded stop alarm circuit operation
TAB-STR-02 | 22 | Verify the flight collector drives uncommanded stop alarm circuit operation- 2 Years | Secondary Clarifier, Final Tank 04 | TAB-STR-CLR-0410 | 6000000 | TAB-STR-CM-0426 | Verify the flight collector drives uncommanded stop alarm circuit operation
TAB-STR-02 | 22 | Verify the flight collector drives uncommanded stop alarm circuit operation- 2 Years | Secondary Clarifier, Final Tank 04 | TAB-STR-CLR-0410 | 11000000 | TAB-STR-CM-0431 | Verify the flight collector drives uncommanded stop alarm circuit operation
TAB-STR-02 | 22 | Verify the flight collector drives uncommanded stop alarm circuit operation- 2 Years | Secondary Clarifier, Final Tank 04 | TAB-STR-CLR-0410 | 9000000 | TAB-STR-CM-0429 | Verify the flight collector drives uncommanded stop alarm circuit operation
TAB-STR-02 | 22 | Verify the flight collector drives uncommanded stop alarm circuit operation- 2 Years | Secondary Clarifier, Final Tank 05 | TAB-STR-CLR-0510 | 3000000 | TAB-STR-CM-0523 | Verify the flight collector drives uncommanded stop alarm circuit operation
TAB-STR-02 | 22 | Verify the flight collector drives uncommanded stop alarm circuit operation- 2 Years | Secondary Clarifier, Final Tank 05 | TAB-STR-CLR-0510 | 1000000 | TAB-STR-CM-0521 | Verify the flight collector drives uncommanded stop alarm circuit operation
TAB-STR-02 | 22 | Verify the flight collector drives uncommanded stop alarm circuit operation- 2 Years | Secondary Clarifier, Final Tank 05 | TAB-STR-CLR-0510 | 4000000 | TAB-STR-CM-0524 | Verify the flight collector drives uncommanded stop alarm circuit operation
TAB-STR-02 | 22 | Verify the flight collector drives uncommanded stop alarm circuit operation- 2 Years | Secondary Clarifier, Final Tank 05 | TAB-STR-CLR-0510 | 2000000 | TAB-STR-CM-0522 | Verify the flight collector drives uncommanded stop alarm circuit operation
TAB-STR-02 | 22 | Verify the flight collector drives uncommanded stop alarm circuit operation- 2 Years | Secondary Clarifier, Final Tank 05 | TAB-STR-CLR-0510 | 7000000 | TAB-STR-CM-0527 | Verify the flight collector drives uncommanded stop alarm circuit operation
TAB-STR-02 | 22 | Verify the flight collector drives uncommanded stop alarm circuit operation- 2 Years | Secondary Clarifier, Final Tank 05 | TAB-STR-CLR-0510 | 5000000 | TAB-STR-CM-0525 | Verify the flight collector drives uncommanded stop alarm circuit operation
TAB-STR-02 | 22 | Verify the flight collector drives uncommanded stop alarm circuit operation- 2 Years | Secondary Clarifier, Final Tank 05 | TAB-STR-CLR-0510 | 8000000 | TAB-STR-CM-0528 | Verify the flight collector drives uncommanded stop alarm circuit operation
TAB-STR-02 | 22 | Verify the flight collector drives uncommanded stop alarm circuit operation- 2 Years | Secondary Clarifier, Final Tank 05 | TAB-STR-CLR-0510 | 6000000 | TAB-STR-CM-0526 | Verify the flight collector drives uncommanded stop alarm circuit operation
TAB-STR-02 | 22 | Verify the flight collector drives uncommanded stop alarm circuit operation- 2 Years | Secondary Clarifier, Final Tank 05 | TAB-STR-CLR-0510 | 10000000 | TAB-STR-CM-0530 | Verify the flight collector drives uncommanded stop alarm circuit operation
TAB-STR-02 | 22 | Verify the flight collector drives uncommanded stop alarm circuit operation- 2 Years | Secondary Clarifier, Final Tank 05 | TAB-STR-CLR-0510 | 9000000 | TAB-STR-CM-0529 | Verify the flight collector drives uncommanded stop alarm circuit operation
TAB-STR-02 | 22 | Verify the flight collector drives uncommanded stop alarm circuit operation- 2 Years | Secondary Clarifier, Final Tank 05 | TAB-STR-CLR-0510 | 11000000 | TAB-STR-CM-0531 | Verify the flight collector drives uncommanded stop alarm circuit operation
TAB-STR-02 | 22 | Verify the flight collector drives uncommanded stop alarm circuit operation- 2 Years | Secondary Clarifier, Final Tank 06 | TAB-STR-CLR-0610 | 10000000 | TAB-STR-CM-0630 | Verify the flight collector drives uncommanded stop alarm circuit operation
TAB-STR-02 | 22 | Verify the flight collector drives uncommanded stop alarm circuit operation- 2 Years | Secondary Clarifier, Final Tank 06 | TAB-STR-CLR-0610 | 1000000 | TAB-STR-CM-0621 | Verify the flight collector drives uncommanded stop alarm circuit operation
TAB-STR-02 | 22 | Verify the flight collector drives uncommanded stop alarm circuit operation- 2 Years | Secondary Clarifier, Final Tank 06 | TAB-STR-CLR-0610 | 2000000 | TAB-STR-CM-0622 | Verify the flight collector drives uncommanded stop alarm circuit operation
TAB-STR-02 | 22 | Verify the flight collector drives uncommanded stop alarm circuit operation- 2 Years | Secondary Clarifier, Final Tank 06 | TAB-STR-CLR-0610 | 3000000 | TAB-STR-CM-0623 | Verify the flight collector drives uncommanded stop alarm circuit operation
TAB-STR-02 | 22 | Verify the flight collector drives uncommanded stop alarm circuit operation- 2 Years | Secondary Clarifier, Final Tank 06 | TAB-STR-CLR-0610 | 4000000 | TAB-STR-CM-0624 | Verify the flight collector drives uncommanded stop alarm circuit operation
TAB-STR-02 | 22 | Verify the flight collector drives uncommanded stop alarm circuit operation- 2 Years | Secondary Clarifier, Final Tank 06 | TAB-STR-CLR-0610 | 5000000 | TAB-STR-CM-0625 | Verify the flight collector drives uncommanded stop alarm circuit operation
TAB-STR-02 | 22 | Verify the flight collector drives uncommanded stop alarm circuit operation- 2 Years | Secondary Clarifier, Final Tank 06 | TAB-STR-CLR-0610 | 6000000 | TAB-STR-CM-0626 | Verify the flight collector drives uncommanded stop alarm circuit operation
TAB-STR-02 | 22 | Verify the flight collector drives uncommanded stop alarm circuit operation- 2 Years | Secondary Clarifier, Final Tank 06 | TAB-STR-CLR-0610 | 7000000 | TAB-STR-CM-0627 | Verify the flight collector drives uncommanded stop alarm circuit operation
TAB-STR-02 | 22 | Verify the flight collector drives uncommanded stop alarm circuit operation- 2 Years | Secondary Clarifier, Final Tank 06 | TAB-STR-CLR-0610 | 8000000 | TAB-STR-CM-0628 | Verify the flight collector drives uncommanded stop alarm circuit operation
TAB-STR-02 | 22 | Verify the flight collector drives uncommanded stop alarm circuit operation- 2 Years | Secondary Clarifier, Final Tank 06 | TAB-STR-CLR-0610 | 9000000 | TAB-STR-CM-0629 | Verify the flight collector drives uncommanded stop alarm circuit operation
TAB-STR-02 | 22 | Verify the flight collector drives uncommanded stop alarm circuit operation- 2 Years | Secondary Clarifier, Final Tank 06 | TAB-STR-CLR-0610 | 11000000 | TAB-STR-CM-0631 | Verify the flight collector drives uncommanded stop alarm circuit operation
TAB-STR-02 | 22 | Verify the flight collector drives uncommanded stop alarm circuit operation- 2 Years | Secondary Clarifier, Final Tank 07 | TAB-STR-CLR-0710 | 1000000 | TAB-STR-CM-0721 | Verify the flight collector drives uncommanded stop alarm circuit operation
TAB-STR-02 | 22 | Verify the flight collector drives uncommanded stop alarm circuit operation- 2 Years | Secondary Clarifier, Final Tank 07 | TAB-STR-CLR-0710 | 2000000 | TAB-STR-CM-0721 | Verify the flight collector drives uncommanded stop alarm circuit operation
TAB-STR-02 | 22 | Verify the flight collector drives uncommanded stop alarm circuit operation- 2 Years | Secondary Clarifier, Final Tank 07 | TAB-STR-CLR-0710 | 5000000 | TAB-STR-CM-0725 | Verify the flight collector drives uncommanded stop alarm circuit operation
TAB-STR-02 | 22 | Verify the flight collector drives uncommanded stop alarm circuit operation- 2 Years | Secondary Clarifier, Final Tank 07 | TAB-STR-CLR-0710 | 7000000 | TAB-STR-CM-0727 | Verify the flight collector drives uncommanded stop alarm circuit operation
TAB-STR-02 | 22 | Verify the flight collector drives uncommanded stop alarm circuit operation- 2 Years | Secondary Clarifier, Final Tank 07 | TAB-STR-CLR-0710 | 9000000 | TAB-STR-CM-0729 | Verify the flight collector drives uncommanded stop alarm circuit operation
TAB-STR-02 | 22 | Verify the flight collector drives uncommanded stop alarm circuit operation- 2 Years | Secondary Clarifier, Final Tank 07 | TAB-STR-CLR-0710 | 3000000 | TAB-STR-CM-0723 | Verify the flight collector drives uncommanded stop alarm circuit operation
TAB-STR-02 | 22 | Verify the flight collector drives uncommanded stop alarm circuit operation- 2 Years | Secondary Clarifier, Final Tank 07 | TAB-STR-CLR-0710 | 4000000 | TAB-STR-CM-0724 | Verify the flight collector drives uncommanded stop alarm circuit operation
TAB-STR-02 | 22 | Verify the flight collector drives uncommanded stop alarm circuit operation- 2 Years | Secondary Clarifier, Final Tank 07 | TAB-STR-CLR-0710 | 6000000 | TAB-STR-CM-0726 | Verify the flight collector drives uncommanded stop alarm circuit operation
TAB-STR-02 | 22 | Verify the flight collector drives uncommanded stop alarm circuit operation- 2 Years | Secondary Clarifier, Final Tank 07 | TAB-STR-CLR-0710 | 8000000 | TAB-STR-CM-0728 | Verify the flight collector drives uncommanded stop alarm circuit operation
TAB-STR-02 | 22 | Verify the flight collector drives uncommanded stop alarm circuit operation- 2 Years | Secondary Clarifier, Final Tank 07 | TAB-STR-CLR-0710 | 10000000 | TAB-STR-CM-0730 | Verify the flight collector drives uncommanded stop alarm circuit operation
TAB-STR-02 | 22 | Verify the flight collector drives uncommanded stop alarm circuit operation- 2 Years | Secondary Clarifier, Final Tank 07 | TAB-STR-CLR-0710 | 11000000 | TAB-STR-CM-0731 | Verify the flight collector drives uncommanded stop alarm circuit operation
TAB-STR-02 | 22 | Verify the flight collector drives uncommanded stop alarm circuit operation- 2 Years | Secondary Clarifier, Final Tank 08 | TAB-STR-CLR-0810 | 1000000 | TAB-STR-CM-0821 | Verify the flight collector drives uncommanded stop alarm circuit operation
TAB-STR-02 | 22 | Verify the flight collector drives uncommanded stop alarm circuit operation- 2 Years | Secondary Clarifier, Final Tank 08 | TAB-STR-CLR-0810 | 3000000 | TAB-STR-CM-0823 | Verify the flight collector drives uncommanded stop alarm circuit operation
TAB-STR-02 | 22 | Verify the flight collector drives uncommanded stop alarm circuit operation- 2 Years | Secondary Clarifier, Final Tank 08 | TAB-STR-CLR-0810 | 5000000 | TAB-STR-CM-0825 | Verify the flight collector drives uncommanded stop alarm circuit operation
TAB-STR-02 | 22 | Verify the flight collector drives uncommanded stop alarm circuit operation- 2 Years | Secondary Clarifier, Final Tank 08 | TAB-STR-CLR-0810 | 7000000 | TAB-STR-CM-0827 | Verify the flight collector drives uncommanded stop alarm circuit operation
TAB-STR-02 | 22 | Verify the flight collector drives uncommanded stop alarm circuit operation- 2 Years | Secondary Clarifier, Final Tank 08 | TAB-STR-CLR-0810 | 9000000 | TAB-STR-CM-0829 | Verify the flight collector drives uncommanded stop alarm circuit operation
TAB-STR-02 | 22 | Verify the flight collector drives uncommanded stop alarm circuit operation- 2 Years | Secondary Clarifier, Final Tank 08 | TAB-STR-CLR-0810 | 10000000 | TAB-STR-CM-0830 | Verify the flight collector drives uncommanded stop alarm circuit operation
TAB-STR-02 | 22 | Verify the flight collector drives uncommanded stop alarm circuit operation- 2 Years | Secondary Clarifier, Final Tank 08 | TAB-STR-CLR-0810 | 11000000 | TAB-STR-CM-0831 | Verify the flight collector drives uncommanded stop alarm circuit operation
TAB-STR-02 | 22 | Verify the flight collector drives uncommanded stop alarm circuit operation- 2 Years | Secondary Clarifier, Final Tank 08 | TAB-STR-CLR-0810 | 2000000 | TAB-STR-CM-0822 | Verify the flight collector drives uncommanded stop alarm circuit operation
TAB-STR-02 | 22 | Verify the flight collector drives uncommanded stop alarm circuit operation- 2 Years | Secondary Clarifier, Final Tank 08 | TAB-STR-CLR-0810 | 4000000 | TAB-STR-CM-0824 | Verify the flight collector drives uncommanded stop alarm circuit operation
TAB-STR-02 | 22 | Verify the flight collector drives uncommanded stop alarm circuit operation- 2 Years | Secondary Clarifier, Final Tank 08 | TAB-STR-CLR-0810 | 6000000 | TAB-STR-CM-0826 | Verify the flight collector drives uncommanded stop alarm circuit operation
TAB-STR-02 | 22 | Verify the flight collector drives uncommanded stop alarm circuit operation- 2 Years | Secondary Clarifier, Final Tank 08 | TAB-STR-CLR-0810 | 8000000 | TAB-STR-CM-0828 | Verify the flight collector drives uncommanded stop alarm circuit operation
TAB-STR-02 | 22 | Verify the flight collector drives uncommanded stop alarm circuit operation- 2 Years | Secondary Clarifier, Final Tank 09 | TAB-STR-CLR-0910 | 10000000 | TAB-STR-CM-0930 | Verify the flight collector drives uncommanded stop alarm circuit operation
TAB-STR-02 | 22 | Verify the flight collector drives uncommanded stop alarm circuit operation- 2 Years | Secondary Clarifier, Final Tank 09 | TAB-STR-CLR-0910 | 11000000 | TAB-STR-CM-0931 | Verify the flight collector drives uncommanded stop alarm circuit operation
TAB-STR-02 | 22 | Verify the flight collector drives uncommanded stop alarm circuit operation- 2 Years | Secondary Clarifier, Final Tank 09 | TAB-STR-CLR-0910 | 1000000 | TAB-STR-CM-0921 | Verify the flight collector drives uncommanded stop alarm circuit operation
TAB-STR-02 | 22 | Verify the flight collector drives uncommanded stop alarm circuit operation- 2 Years | Secondary Clarifier, Final Tank 09 | TAB-STR-CLR-0910 | 2000000 | TAB-STR-CM-0922 | Verify the flight collector drives uncommanded stop alarm circuit operation
TAB-STR-02 | 22 | Verify the flight collector drives uncommanded stop alarm circuit operation- 2 Years | Secondary Clarifier, Final Tank 09 | TAB-STR-CLR-0910 | 3000000 | TAB-STR-CM-0923 | Verify the flight collector drives uncommanded stop alarm circuit operation
TAB-STR-02 | 22 | Verify the flight collector drives uncommanded stop alarm circuit operation- 2 Years | Secondary Clarifier, Final Tank 09 | TAB-STR-CLR-0910 | 4000000 | TAB-STR-CM-0924 | Verify the flight collector drives uncommanded stop alarm circuit operation
TAB-STR-02 | 22 | Verify the flight collector drives uncommanded stop alarm circuit operation- 2 Years | Secondary Clarifier, Final Tank 09 | TAB-STR-CLR-0910 | 5000000 | TAB-STR-CM-0925 | Verify the flight collector drives uncommanded stop alarm circuit operation
TAB-STR-02 | 22 | Verify the flight collector drives uncommanded stop alarm circuit operation- 2 Years | Secondary Clarifier, Final Tank 09 | TAB-STR-CLR-0910 | 6000000 | TAB-STR-CM-0926 | Verify the flight collector drives uncommanded stop alarm circuit operation
TAB-STR-02 | 22 | Verify the flight collector drives uncommanded stop alarm circuit operation- 2 Years | Secondary Clarifier, Final Tank 09 | TAB-STR-CLR-0910 | 7000000 | TAB-STR-CM-0927 | Verify the flight collector drives uncommanded stop alarm circuit operation
TAB-STR-02 | 22 | Verify the flight collector drives uncommanded stop alarm circuit operation- 2 Years | Secondary Clarifier, Final Tank 09 | TAB-STR-CLR-0910 | 8000000 | TAB-STR-CM-0928 | Verify the flight collector drives uncommanded stop alarm circuit operation
TAB-STR-02 | 22 | Verify the flight collector drives uncommanded stop alarm circuit operation- 2 Years | Secondary Clarifier, Final Tank 09 | TAB-STR-CLR-0910 | 9000000 | TAB-STR-CM-0929 | Verify the flight collector drives uncommanded stop alarm circuit operation
TAB-STR-02 | 22 | Verify the flight collector drives uncommanded stop alarm circuit operation- 2 Years | Secondary Clarifier, Final Tank 10 | TAB-STR-CLR-1010 | 1000000 | TAB-STR-CM-1021 | Verify the flight collector drives uncommanded stop alarm circuit operation
TAB-STR-02 | 22 | Verify the flight collector drives uncommanded stop alarm circuit operation- 2 Years | Secondary Clarifier, Final Tank 10 | TAB-STR-CLR-1010 | 2000000 | TAB-STR-CM-1023 | Verify the flight collector drives uncommanded stop alarm circuit operation
TAB-STR-02 | 22 | Verify the flight collector drives uncommanded stop alarm circuit operation- 2 Years | Secondary Clarifier, Final Tank 10 | TAB-STR-CLR-1010 | 3000000 | TAB-STR-CM-1025 | Verify the flight collector drives uncommanded stop alarm circuit operation
TAB-STR-02 | 22 | Verify the flight collector drives uncommanded stop alarm circuit operation- 2 Years | Secondary Clarifier, Final Tank 10 | TAB-STR-CLR-1010 | 7000000 | TAB-STR-CM-1031 | Verify the flight collector drives uncommanded stop alarm circuit operation
TAB-STR-02 | 22 | Verify the flight collector drives uncommanded stop alarm circuit operation- 2 Years | Secondary Clarifier, Final Tank 10 | TAB-STR-CLR-1010 | 4000000 | TAB-STR-CM-1026 | Verify the flight collector drives uncommanded stop alarm circuit operation
TAB-STR-02 | 22 | Verify the flight collector drives uncommanded stop alarm circuit operation- 2 Years | Secondary Clarifier, Final Tank 10 | TAB-STR-CLR-1010 | 5000000 | TAB-STR-CM-1028 | Verify the flight collector drives uncommanded stop alarm circuit operation
TAB-STR-02 | 22 | Verify the flight collector drives uncommanded stop alarm circuit operation- 2 Years | Secondary Clarifier, Final Tank 10 | TAB-STR-CLR-1010 | 6000000 | TAB-STR-CM-1030 | Verify the flight collector drives uncommanded stop alarm circuit operation
TAB-STR-02 | 22 | Verify the flight collector drives uncommanded stop alarm circuit operation- 2 Years | Secondary Clarifier, Final Tank 11 | TAB-STR-CLR-1110 | 1000000 | TAB-STR-CM-1121 | Verify the flight collector drives uncommanded stop alarm circuit operation
TAB-STR-02 | 22 | Verify the flight collector drives uncommanded stop alarm circuit operation- 2 Years | Secondary Clarifier, Final Tank 11 | TAB-STR-CLR-1110 | 2000000 | TAB-STR-CM-1123 | Verify the flight collector drives uncommanded stop alarm circuit operation
TAB-STR-02 | 22 | Verify the flight collector drives uncommanded stop alarm circuit operation- 2 Years | Secondary Clarifier, Final Tank 11 | TAB-STR-CLR-1110 | 4000000 | TAB-STR-CM-1126 | Verify the flight collector drives uncommanded stop alarm circuit operation
TAB-STR-02 | 22 | Verify the flight collector drives uncommanded stop alarm circuit operation- 2 Years | Secondary Clarifier, Final Tank 11 | TAB-STR-CLR-1110 | 5000000 | TAB-STR-CM-1128 | Verify the flight collector drives uncommanded stop alarm circuit operation
TAB-STR-02 | 22 | Verify the flight collector drives uncommanded stop alarm circuit operation- 2 Years | Secondary Clarifier, Final Tank 11 | TAB-STR-CLR-1110 | 6000000 | TAB-STR-CM-1130 | Verify the flight collector drives uncommanded stop alarm circuit operation
TAB-STR-02 | 22 | Verify the flight collector drives uncommanded stop alarm circuit operation- 2 Years | Secondary Clarifier, Final Tank 11 | TAB-STR-CLR-1110 | 7000000 | TAB-STR-CM-1131 | Verify the flight collector drives uncommanded stop alarm circuit operation
TAB-STR-02 | 22 | Verify the flight collector drives uncommanded stop alarm circuit operation- 2 Years | Secondary Clarifier, Final Tank 11 | TAB-STR-CLR-1110 | 3000000 | TAB-STR-CM-1123 | Verify the flight collector drives uncommanded stop alarm circuit operation
TAB-STR-02 | 23 | Inspect the activated sludge valve packing glands for signs of wear-3 Years | TAB-STR | TAB-STR | 7000000 | TAB-STR-V-3203 | Inspect the activated sludge valve packing glands for signs of wear
TAB-STR-02 | 23 | Inspect the activated sludge valve packing glands for signs of wear-3 Years | TAB-STR | TAB-STR | 1000000 | TAB-STR-V-3101 | Inspect the activated sludge valve packing glands for signs of wear
TAB-STR-02 | 23 | Inspect the activated sludge valve packing glands for signs of wear-3 Years | TAB-STR | TAB-STR | 8000000 | TAB-STR-V-3204 | Inspect the activated sludge valve packing glands for signs of wear
TAB-STR-02 | 23 | Inspect the activated sludge valve packing glands for signs of wear-3 Years | TAB-STR | TAB-STR | 2000000 | TAB-STR-V-3102 | Inspect the activated sludge valve packing glands for signs of wear
TAB-STR-02 | 23 | Inspect the activated sludge valve packing glands for signs of wear-3 Years | TAB-STR | TAB-STR | 10000000 | TAB-STR-V-3302 | Inspect the activated sludge valve packing glands for signs of wear
TAB-STR-02 | 23 | Inspect the activated sludge valve packing glands for signs of wear-3 Years | TAB-STR | TAB-STR | 3000000 | TAB-STR-V-3103 | Inspect the activated sludge valve packing glands for signs of wear
TAB-STR-02 | 23 | Inspect the activated sludge valve packing glands for signs of wear-3 Years | TAB-STR | TAB-STR | 11000000 | TAB-STR-V-3303 | Inspect the activated sludge valve packing glands for signs of wear
TAB-STR-02 | 23 | Inspect the activated sludge valve packing glands for signs of wear-3 Years | TAB-STR | TAB-STR | 4000000 | TAB-STR-V-3104 | Inspect the activated sludge valve packing glands for signs of wear
TAB-STR-02 | 23 | Inspect the activated sludge valve packing glands for signs of wear-3 Years | TAB-STR | TAB-STR | 15000000 | TAB-STR-V-3403 | Inspect the activated sludge valve packing glands for signs of wear
TAB-STR-02 | 23 | Inspect the activated sludge valve packing glands for signs of wear-3 Years | TAB-STR | TAB-STR | 5000000 | TAB-STR-V-3201 | Inspect the activated sludge valve packing glands for signs of wear
TAB-STR-02 | 23 | Inspect the activated sludge valve packing glands for signs of wear-3 Years | TAB-STR | TAB-STR | 16000000 | TAB-STR-V-3404 | Inspect the activated sludge valve packing glands for signs of wear
TAB-STR-02 | 23 | Inspect the activated sludge valve packing glands for signs of wear-3 Years | TAB-STR | TAB-STR | 6000000 | TAB-STR-V-3202 | Inspect the activated sludge valve packing glands for signs of wear
TAB-STR-02 | 23 | Inspect the activated sludge valve packing glands for signs of wear-3 Years | TAB-STR | TAB-STR | 19000000 | TAB-STR-V-3501 | Inspect the activated sludge valve packing glands for signs of wear
TAB-STR-02 | 23 | Inspect the activated sludge valve packing glands for signs of wear-3 Years | TAB-STR | TAB-STR | 9000000 | TAB-STR-V-3301 | Inspect the activated sludge valve packing glands for signs of wear
TAB-STR-02 | 23 | Inspect the activated sludge valve packing glands for signs of wear-3 Years | TAB-STR | TAB-STR | 21000000 | TAB-STR-V-3503 | Inspect the activated sludge valve packing glands for signs of wear
TAB-STR-02 | 23 | Inspect the activated sludge valve packing glands for signs of wear-3 Years | TAB-STR | TAB-STR | 12000000 | TAB-STR-V-3304 | Inspect the activated sludge valve packing glands for signs of wear
TAB-STR-02 | 23 | Inspect the activated sludge valve packing glands for signs of wear-3 Years | TAB-STR | TAB-STR | 23000000 | TAB-STR-V-3505 | Inspect the activated sludge valve packing glands for signs of wear
TAB-STR-02 | 23 | Inspect the activated sludge valve packing glands for signs of wear-3 Years | TAB-STR | TAB-STR | 13000000 | TAB-STR-V-3401 | Inspect the activated sludge valve packing glands for signs of wear
TAB-STR-02 | 23 | Inspect the activated sludge valve packing glands for signs of wear-3 Years | TAB-STR | TAB-STR | 25000000 | TAB-STR-V-3507 | Inspect the activated sludge valve packing glands for signs of wear
TAB-STR-02 | 23 | Inspect the activated sludge valve packing glands for signs of wear-3 Years | TAB-STR | TAB-STR | 14000000 | TAB-STR-V-3402 | Inspect the activated sludge valve packing glands for signs of wear
TAB-STR-02 | 23 | Inspect the activated sludge valve packing glands for signs of wear-3 Years | TAB-STR | TAB-STR | 17000000 | TAB-STR-V-3405 | Inspect the activated sludge valve packing glands for signs of wear
TAB-STR-02 | 23 | Inspect the activated sludge valve packing glands for signs of wear-3 Years | TAB-STR | TAB-STR | 18000000 | TAB-STR-V-3406 | Inspect the activated sludge valve packing glands for signs of wear
TAB-STR-02 | 23 | Inspect the activated sludge valve packing glands for signs of wear-3 Years | TAB-STR | TAB-STR | 20000000 | TAB-STR-V-3502 | Inspect the activated sludge valve packing glands for signs of wear
TAB-STR-02 | 23 | Inspect the activated sludge valve packing glands for signs of wear-3 Years | TAB-STR | TAB-STR | 22000000 | TAB-STR-V-3504 | Inspect the activated sludge valve packing glands for signs of wear
TAB-STR-02 | 23 | Inspect the activated sludge valve packing glands for signs of wear-3 Years | TAB-STR | TAB-STR | 24000000 | TAB-STR-V-3506 | Inspect the activated sludge valve packing glands for signs of wear
TAB-STR-02 | 23 | Inspect the activated sludge valve packing glands for signs of wear-3 Years | TAB-STR | TAB-STR | 26000000 | TAB-STR-V-3601 | Inspect the activated sludge valve packing glands for signs of wear
TAB-STR-02 | 23 | Inspect the activated sludge valve packing glands for signs of wear-3 Years | TAB-STR | TAB-STR | 27000000 | TAB-STR-V-3602 | Inspect the activated sludge valve packing glands for signs of wear
TAB-STR-02 | 24 | Inspect the sludge collection drive load cell for signs of deterioration-3 Years | Secondary Clarifier, Final Tank 02 | TAB-STR-CLR-0210 | 2000000 | TAB-STR-CM-0222 | Inspect the sludge collection drive load cell for signs of deterioration
TAB-STR-02 | 24 | Inspect the sludge collection drive load cell for signs of deterioration-3 Years | Secondary Clarifier, Final Tank 02 | TAB-STR-CLR-0210 | 1000000 | TAB-STR-CM-0221 | Inspect the sludge collection drive load cell for signs of deterioration
TAB-STR-02 | 24 | Inspect the sludge collection drive load cell for signs of deterioration-3 Years | Secondary Clarifier, Final Tank 02 | TAB-STR-CLR-0210 | 4000000 | TAB-STR-CM-0224 | Inspect the sludge collection drive load cell for signs of deterioration
TAB-STR-02 | 24 | Inspect the sludge collection drive load cell for signs of deterioration-3 Years | Secondary Clarifier, Final Tank 02 | TAB-STR-CLR-0210 | 3000000 | TAB-STR-CM-0223 | Inspect the sludge collection drive load cell for signs of deterioration
TAB-STR-02 | 24 | Inspect the sludge collection drive load cell for signs of deterioration-3 Years | Secondary Clarifier, Final Tank 02 | TAB-STR-CLR-0210 | 5000000 | TAB-STR-CM-0225 | Inspect the sludge collection drive load cell for signs of deterioration
TAB-STR-02 | 24 | Inspect the sludge collection drive load cell for signs of deterioration-3 Years | Secondary Clarifier, Final Tank 02 | TAB-STR-CLR-0210 | 6000000 | TAB-STR-CM-0226 | Inspect the sludge collection drive load cell for signs of deterioration
TAB-STR-02 | 24 | Inspect the sludge collection drive load cell for signs of deterioration-3 Years | Secondary Clarifier, Final Tank 02 | TAB-STR-CLR-0210 | 7000000 | TAB-STR-CM-0227 | Inspect the sludge collection drive load cell for signs of deterioration
TAB-STR-02 | 24 | Inspect the sludge collection drive load cell for signs of deterioration-3 Years | Secondary Clarifier, Final Tank 02 | TAB-STR-CLR-0210 | 8000000 | TAB-STR-CM-0228 | Inspect the sludge collection drive load cell for signs of deterioration
TAB-STR-02 | 24 | Inspect the sludge collection drive load cell for signs of deterioration-3 Years | Secondary Clarifier, Final Tank 02 | TAB-STR-CLR-0210 | 9000000 | TAB-STR-CM-0229 | Inspect the sludge collection drive load cell for signs of deterioration
TAB-STR-02 | 24 | Inspect the sludge collection drive load cell for signs of deterioration-3 Years | Secondary Clarifier, Final Tank 02 | TAB-STR-CLR-0210 | 10000000 | TAB-STR-CM-0230 | Inspect the sludge collection drive load cell for signs of deterioration
TAB-STR-02 | 24 | Inspect the sludge collection drive load cell for signs of deterioration-3 Years | Secondary Clarifier, Final Tank 02 | TAB-STR-CLR-0210 | 11000000 | TAB-STR-CM-0231 | Inspect the sludge collection drive load cell for signs of deterioration
TAB-STR-02 | 24 | Inspect the sludge collection drive load cell for signs of deterioration-3 Years | Secondary Clarifier, Final Tank 03 | TAB-STR-CLR-0310 | 6000000 | TAB-STR-CM-0326 | Inspect the sludge collection drive load cell for signs of deterioration
TAB-STR-02 | 24 | Inspect the sludge collection drive load cell for signs of deterioration-3 Years | Secondary Clarifier, Final Tank 03 | TAB-STR-CLR-0310 | 7000000 | TAB-STR-CM-0327 | Inspect the sludge collection drive load cell for signs of deterioration
TAB-STR-02 | 24 | Inspect the sludge collection drive load cell for signs of deterioration-3 Years | Secondary Clarifier, Final Tank 03 | TAB-STR-CLR-0310 | 8000000 | TAB-STR-CM-0328 | Inspect the sludge collection drive load cell for signs of deterioration
TAB-STR-02 | 24 | Inspect the sludge collection drive load cell for signs of deterioration-3 Years | Secondary Clarifier, Final Tank 03 | TAB-STR-CLR-0310 | 9000000 | TAB-STR-CM-0329 | Inspect the sludge collection drive load cell for signs of deterioration
TAB-STR-02 | 24 | Inspect the sludge collection drive load cell for signs of deterioration-3 Years | Secondary Clarifier, Final Tank 03 | TAB-STR-CLR-0310 | 11000000 | TAB-STR-CM-0331 | Inspect the sludge collection drive load cell for signs of deterioration
TAB-STR-02 | 24 | Inspect the sludge collection drive load cell for signs of deterioration-3 Years | Secondary Clarifier, Final Tank 03 | TAB-STR-CLR-0310 | 1000000 | TAB-STR-CM-0321 | Inspect the sludge collection drive load cell for signs of deterioration
TAB-STR-02 | 24 | Inspect the sludge collection drive load cell for signs of deterioration-3 Years | Secondary Clarifier, Final Tank 03 | TAB-STR-CLR-0310 | 2000000 | TAB-STR-CM-0322 | Inspect the sludge collection drive load cell for signs of deterioration
TAB-STR-02 | 24 | Inspect the sludge collection drive load cell for signs of deterioration-3 Years | Secondary Clarifier, Final Tank 03 | TAB-STR-CLR-0310 | 3000000 | TAB-STR-CM-0323 | Inspect the sludge collection drive load cell for signs of deterioration
TAB-STR-02 | 24 | Inspect the sludge collection drive load cell for signs of deterioration-3 Years | Secondary Clarifier, Final Tank 03 | TAB-STR-CLR-0310 | 4000000 | TAB-STR-CM-0324 | Inspect the sludge collection drive load cell for signs of deterioration
TAB-STR-02 | 24 | Inspect the sludge collection drive load cell for signs of deterioration-3 Years | Secondary Clarifier, Final Tank 03 | TAB-STR-CLR-0310 | 5000000 | TAB-STR-CM-0325 | Inspect the sludge collection drive load cell for signs of deterioration
TAB-STR-02 | 24 | Inspect the sludge collection drive load cell for signs of deterioration-3 Years | Secondary Clarifier, Final Tank 03 | TAB-STR-CLR-0310 | 10000000 | TAB-STR-CM-0330 | Inspect the sludge collection drive load cell for signs of deterioration
TAB-STR-02 | 24 | Inspect the sludge collection drive load cell for signs of deterioration-3 Years | Secondary Clarifier, Final Tank 04 | TAB-STR-CLR-0410 | 1000000 | TAB-STR-CM-0421 | Inspect the sludge collection drive load cell for signs of deterioration
TAB-STR-02 | 24 | Inspect the sludge collection drive load cell for signs of deterioration-3 Years | Secondary Clarifier, Final Tank 04 | TAB-STR-CLR-0410 | 5000000 | TAB-STR-CM-0425 | Inspect the sludge collection drive load cell for signs of deterioration
TAB-STR-02 | 24 | Inspect the sludge collection drive load cell for signs of deterioration-3 Years | Secondary Clarifier, Final Tank 04 | TAB-STR-CLR-0410 | 6000000 | TAB-STR-CM-0426 | Inspect the sludge collection drive load cell for signs of deterioration
TAB-STR-02 | 24 | Inspect the sludge collection drive load cell for signs of deterioration-3 Years | Secondary Clarifier, Final Tank 04 | TAB-STR-CLR-0410 | 9000000 | TAB-STR-CM-0429 | Inspect the sludge collection drive load cell for signs of deterioration
TAB-STR-02 | 24 | Inspect the sludge collection drive load cell for signs of deterioration-3 Years | Secondary Clarifier, Final Tank 04 | TAB-STR-CLR-0410 | 10000000 | TAB-STR-CM-0430 | Inspect the sludge collection drive load cell for signs of deterioration
TAB-STR-02 | 24 | Inspect the sludge collection drive load cell for signs of deterioration-3 Years | Secondary Clarifier, Final Tank 04 | TAB-STR-CLR-0410 | 2000000 | TAB-STR-CM-0421 | Inspect the sludge collection drive load cell for signs of deterioration
TAB-STR-02 | 24 | Inspect the sludge collection drive load cell for signs of deterioration-3 Years | Secondary Clarifier, Final Tank 04 | TAB-STR-CLR-0410 | 3000000 | TAB-STR-CM-0423 | Inspect the sludge collection drive load cell for signs of deterioration
TAB-STR-02 | 24 | Inspect the sludge collection drive load cell for signs of deterioration-3 Years | Secondary Clarifier, Final Tank 04 | TAB-STR-CLR-0410 | 4000000 | TAB-STR-CM-0424 | Inspect the sludge collection drive load cell for signs of deterioration
TAB-STR-02 | 24 | Inspect the sludge collection drive load cell for signs of deterioration-3 Years | Secondary Clarifier, Final Tank 04 | TAB-STR-CLR-0410 | 7000000 | TAB-STR-CM-0427 | Inspect the sludge collection drive load cell for signs of deterioration
TAB-STR-02 | 24 | Inspect the sludge collection drive load cell for signs of deterioration-3 Years | Secondary Clarifier, Final Tank 04 | TAB-STR-CLR-0410 | 8000000 | TAB-STR-CM-0428 | Inspect the sludge collection drive load cell for signs of deterioration
TAB-STR-02 | 24 | Inspect the sludge collection drive load cell for signs of deterioration-3 Years | Secondary Clarifier, Final Tank 04 | TAB-STR-CLR-0410 | 11000000 | TAB-STR-CM-0431 | Inspect the sludge collection drive load cell for signs of deterioration
TAB-STR-02 | 24 | Inspect the sludge collection drive load cell for signs of deterioration-3 Years | Secondary Clarifier, Final Tank 05 | TAB-STR-CLR-0510 | 1000000 | TAB-STR-CM-0521 | Inspect the sludge collection drive load cell for signs of deterioration
TAB-STR-02 | 24 | Inspect the sludge collection drive load cell for signs of deterioration-3 Years | Secondary Clarifier, Final Tank 05 | TAB-STR-CLR-0510 | 2000000 | TAB-STR-CM-0522 | Inspect the sludge collection drive load cell for signs of deterioration
TAB-STR-02 | 24 | Inspect the sludge collection drive load cell for signs of deterioration-3 Years | Secondary Clarifier, Final Tank 05 | TAB-STR-CLR-0510 | 4000000 | TAB-STR-CM-0524 | Inspect the sludge collection drive load cell for signs of deterioration
TAB-STR-02 | 24 | Inspect the sludge collection drive load cell for signs of deterioration-3 Years | Secondary Clarifier, Final Tank 05 | TAB-STR-CLR-0510 | 5000000 | TAB-STR-CM-0525 | Inspect the sludge collection drive load cell for signs of deterioration
TAB-STR-02 | 24 | Inspect the sludge collection drive load cell for signs of deterioration-3 Years | Secondary Clarifier, Final Tank 05 | TAB-STR-CLR-0510 | 8000000 | TAB-STR-CM-0528 | Inspect the sludge collection drive load cell for signs of deterioration
TAB-STR-02 | 24 | Inspect the sludge collection drive load cell for signs of deterioration-3 Years | Secondary Clarifier, Final Tank 05 | TAB-STR-CLR-0510 | 9000000 | TAB-STR-CM-0529 | Inspect the sludge collection drive load cell for signs of deterioration
TAB-STR-02 | 24 | Inspect the sludge collection drive load cell for signs of deterioration-3 Years | Secondary Clarifier, Final Tank 05 | TAB-STR-CLR-0510 | 3000000 | TAB-STR-CM-0523 | Inspect the sludge collection drive load cell for signs of deterioration
TAB-STR-02 | 24 | Inspect the sludge collection drive load cell for signs of deterioration-3 Years | Secondary Clarifier, Final Tank 05 | TAB-STR-CLR-0510 | 6000000 | TAB-STR-CM-0526 | Inspect the sludge collection drive load cell for signs of deterioration
TAB-STR-02 | 24 | Inspect the sludge collection drive load cell for signs of deterioration-3 Years | Secondary Clarifier, Final Tank 05 | TAB-STR-CLR-0510 | 7000000 | TAB-STR-CM-0527 | Inspect the sludge collection drive load cell for signs of deterioration
TAB-STR-02 | 24 | Inspect the sludge collection drive load cell for signs of deterioration-3 Years | Secondary Clarifier, Final Tank 05 | TAB-STR-CLR-0510 | 10000000 | TAB-STR-CM-0530 | Inspect the sludge collection drive load cell for signs of deterioration
TAB-STR-02 | 24 | Inspect the sludge collection drive load cell for signs of deterioration-3 Years | Secondary Clarifier, Final Tank 05 | TAB-STR-CLR-0510 | 11000000 | TAB-STR-CM-0531 | Inspect the sludge collection drive load cell for signs of deterioration
TAB-STR-02 | 24 | Inspect the sludge collection drive load cell for signs of deterioration-3 Years | Secondary Clarifier, Final Tank 06 | TAB-STR-CLR-0610 | 1000000 | TAB-STR-CM-0621 | Inspect the sludge collection drive load cell for signs of deterioration
TAB-STR-02 | 24 | Inspect the sludge collection drive load cell for signs of deterioration-3 Years | Secondary Clarifier, Final Tank 06 | TAB-STR-CLR-0610 | 2000000 | TAB-STR-CM-0622 | Inspect the sludge collection drive load cell for signs of deterioration
TAB-STR-02 | 24 | Inspect the sludge collection drive load cell for signs of deterioration-3 Years | Secondary Clarifier, Final Tank 06 | TAB-STR-CLR-0610 | 3000000 | TAB-STR-CM-0623 | Inspect the sludge collection drive load cell for signs of deterioration
TAB-STR-02 | 24 | Inspect the sludge collection drive load cell for signs of deterioration-3 Years | Secondary Clarifier, Final Tank 06 | TAB-STR-CLR-0610 | 4000000 | TAB-STR-CM-0624 | Inspect the sludge collection drive load cell for signs of deterioration
TAB-STR-02 | 24 | Inspect the sludge collection drive load cell for signs of deterioration-3 Years | Secondary Clarifier, Final Tank 06 | TAB-STR-CLR-0610 | 5000000 | TAB-STR-CM-0625 | Inspect the sludge collection drive load cell for signs of deterioration
TAB-STR-02 | 24 | Inspect the sludge collection drive load cell for signs of deterioration-3 Years | Secondary Clarifier, Final Tank 06 | TAB-STR-CLR-0610 | 6000000 | TAB-STR-CM-0626 | Inspect the sludge collection drive load cell for signs of deterioration
TAB-STR-02 | 24 | Inspect the sludge collection drive load cell for signs of deterioration-3 Years | Secondary Clarifier, Final Tank 06 | TAB-STR-CLR-0610 | 7000000 | TAB-STR-CM-0627 | Inspect the sludge collection drive load cell for signs of deterioration
TAB-STR-02 | 24 | Inspect the sludge collection drive load cell for signs of deterioration-3 Years | Secondary Clarifier, Final Tank 06 | TAB-STR-CLR-0610 | 8000000 | TAB-STR-CM-0628 | Inspect the sludge collection drive load cell for signs of deterioration
TAB-STR-02 | 24 | Inspect the sludge collection drive load cell for signs of deterioration-3 Years | Secondary Clarifier, Final Tank 06 | TAB-STR-CLR-0610 | 9000000 | TAB-STR-CM-0629 | Inspect the sludge collection drive load cell for signs of deterioration
TAB-STR-02 | 24 | Inspect the sludge collection drive load cell for signs of deterioration-3 Years | Secondary Clarifier, Final Tank 06 | TAB-STR-CLR-0610 | 10000000 | TAB-STR-CM-0630 | Inspect the sludge collection drive load cell for signs of deterioration
TAB-STR-02 | 24 | Inspect the sludge collection drive load cell for signs of deterioration-3 Years | Secondary Clarifier, Final Tank 06 | TAB-STR-CLR-0610 | 11000000 | TAB-STR-CM-0631 | Inspect the sludge collection drive load cell for signs of deterioration
TAB-STR-02 | 24 | Inspect the sludge collection drive load cell for signs of deterioration-3 Years | Secondary Clarifier, Final Tank 07 | TAB-STR-CLR-0710 | 1000000 | TAB-STR-CM-0821 | Inspect the sludge collection drive load cell for signs of deterioration
TAB-STR-02 | 24 | Inspect the sludge collection drive load cell for signs of deterioration-3 Years | Secondary Clarifier, Final Tank 07 | TAB-STR-CLR-0710 | 5000000 | TAB-STR-CM-0725 | Inspect the sludge collection drive load cell for signs of deterioration
TAB-STR-02 | 24 | Inspect the sludge collection drive load cell for signs of deterioration-3 Years | Secondary Clarifier, Final Tank 07 | TAB-STR-CLR-0710 | 7000000 | TAB-STR-CM-0727 | Inspect the sludge collection drive load cell for signs of deterioration
TAB-STR-02 | 24 | Inspect the sludge collection drive load cell for signs of deterioration-3 Years | Secondary Clarifier, Final Tank 07 | TAB-STR-CLR-0710 | 9000000 | TAB-STR-CM-0729 | Inspect the sludge collection drive load cell for signs of deterioration
TAB-STR-02 | 24 | Inspect the sludge collection drive load cell for signs of deterioration-3 Years | Secondary Clarifier, Final Tank 07 | TAB-STR-CLR-0710 | 2000000 | TAB-STR-CM-0722 | Inspect the sludge collection drive load cell for signs of deterioration
TAB-STR-02 | 24 | Inspect the sludge collection drive load cell for signs of deterioration-3 Years | Secondary Clarifier, Final Tank 07 | TAB-STR-CLR-0710 | 3000000 | TAB-STR-CM-0723 | Inspect the sludge collection drive load cell for signs of deterioration
TAB-STR-02 | 24 | Inspect the sludge collection drive load cell for signs of deterioration-3 Years | Secondary Clarifier, Final Tank 07 | TAB-STR-CLR-0710 | 4000000 | TAB-STR-CM-0724 | Inspect the sludge collection drive load cell for signs of deterioration
TAB-STR-02 | 24 | Inspect the sludge collection drive load cell for signs of deterioration-3 Years | Secondary Clarifier, Final Tank 07 | TAB-STR-CLR-0710 | 6000000 | TAB-STR-CM-0726 | Inspect the sludge collection drive load cell for signs of deterioration
TAB-STR-02 | 24 | Inspect the sludge collection drive load cell for signs of deterioration-3 Years | Secondary Clarifier, Final Tank 07 | TAB-STR-CLR-0710 | 8000000 | TAB-STR-CM-0728 | Inspect the sludge collection drive load cell for signs of deterioration
TAB-STR-02 | 24 | Inspect the sludge collection drive load cell for signs of deterioration-3 Years | Secondary Clarifier, Final Tank 07 | TAB-STR-CLR-0710 | 10000000 | TAB-STR-CM-0730 | Inspect the sludge collection drive load cell for signs of deterioration
TAB-STR-02 | 24 | Inspect the sludge collection drive load cell for signs of deterioration-3 Years | Secondary Clarifier, Final Tank 07 | TAB-STR-CLR-0710 | 11000000 | TAB-STR-CM-0731 | Inspect the sludge collection drive load cell for signs of deterioration
TAB-STR-02 | 24 | Inspect the sludge collection drive load cell for signs of deterioration-3 Years | Secondary Clarifier, Final Tank 08 | TAB-STR-CLR-0810 | 2000000 | TAB-STR-CM-0822 | Inspect the sludge collection drive load cell for signs of deterioration
TAB-STR-02 | 24 | Inspect the sludge collection drive load cell for signs of deterioration-3 Years | Secondary Clarifier, Final Tank 08 | TAB-STR-CLR-0810 | 4000000 | TAB-STR-CM-0824 | Inspect the sludge collection drive load cell for signs of deterioration
TAB-STR-02 | 24 | Inspect the sludge collection drive load cell for signs of deterioration-3 Years | Secondary Clarifier, Final Tank 08 | TAB-STR-CLR-0810 | 6000000 | TAB-STR-CM-0826 | Inspect the sludge collection drive load cell for signs of deterioration
TAB-STR-02 | 24 | Inspect the sludge collection drive load cell for signs of deterioration-3 Years | Secondary Clarifier, Final Tank 08 | TAB-STR-CLR-0810 | 8000000 | TAB-STR-CM-0828 | Inspect the sludge collection drive load cell for signs of deterioration
TAB-STR-02 | 24 | Inspect the sludge collection drive load cell for signs of deterioration-3 Years | Secondary Clarifier, Final Tank 08 | TAB-STR-CLR-0810 | 1000000 | TAB-STR-CM-0821 | Inspect the sludge collection drive load cell for signs of deterioration
TAB-STR-02 | 24 | Inspect the sludge collection drive load cell for signs of deterioration-3 Years | Secondary Clarifier, Final Tank 08 | TAB-STR-CLR-0810 | 3000000 | TAB-STR-CM-0823 | Inspect the sludge collection drive load cell for signs of deterioration
TAB-STR-02 | 24 | Inspect the sludge collection drive load cell for signs of deterioration-3 Years | Secondary Clarifier, Final Tank 08 | TAB-STR-CLR-0810 | 5000000 | TAB-STR-CM-0825 | Inspect the sludge collection drive load cell for signs of deterioration
TAB-STR-02 | 24 | Inspect the sludge collection drive load cell for signs of deterioration-3 Years | Secondary Clarifier, Final Tank 08 | TAB-STR-CLR-0810 | 7000000 | TAB-STR-CM-0827 | Inspect the sludge collection drive load cell for signs of deterioration
TAB-STR-02 | 24 | Inspect the sludge collection drive load cell for signs of deterioration-3 Years | Secondary Clarifier, Final Tank 08 | TAB-STR-CLR-0810 | 9000000 | TAB-STR-CM-0829 | Inspect the sludge collection drive load cell for signs of deterioration
TAB-STR-02 | 24 | Inspect the sludge collection drive load cell for signs of deterioration-3 Years | Secondary Clarifier, Final Tank 08 | TAB-STR-CLR-0810 | 10000000 | TAB-STR-CM-0930 | Inspect the sludge collection drive load cell for signs of deterioration
TAB-STR-02 | 24 | Inspect the sludge collection drive load cell for signs of deterioration-3 Years | Secondary Clarifier, Final Tank 08 | TAB-STR-CLR-0810 | 11000000 | TAB-STR-CM-0831 | Inspect the sludge collection drive load cell for signs of deterioration
TAB-STR-02 | 24 | Inspect the sludge collection drive load cell for signs of deterioration-3 Years | Secondary Clarifier, Final Tank 09 | TAB-STR-CLR-0910 | 10000000 | TAB-STR-CM-0930 | Inspect the sludge collection drive load cell for signs of deterioration
TAB-STR-02 | 24 | Inspect the sludge collection drive load cell for signs of deterioration-3 Years | Secondary Clarifier, Final Tank 09 | TAB-STR-CLR-0910 | 1000000 | TAB-STR-CM-0921 | Inspect the sludge collection drive load cell for signs of deterioration
TAB-STR-02 | 24 | Inspect the sludge collection drive load cell for signs of deterioration-3 Years | Secondary Clarifier, Final Tank 09 | TAB-STR-CLR-0910 | 2000000 | TAB-STR-CM-0922 | Inspect the sludge collection drive load cell for signs of deterioration
TAB-STR-02 | 24 | Inspect the sludge collection drive load cell for signs of deterioration-3 Years | Secondary Clarifier, Final Tank 09 | TAB-STR-CLR-0910 | 3000000 | TAB-STR-CM-0923 | Inspect the sludge collection drive load cell for signs of deterioration
TAB-STR-02 | 24 | Inspect the sludge collection drive load cell for signs of deterioration-3 Years | Secondary Clarifier, Final Tank 09 | TAB-STR-CLR-0910 | 4000000 | TAB-STR-CM-0924 | Inspect the sludge collection drive load cell for signs of deterioration
TAB-STR-02 | 24 | Inspect the sludge collection drive load cell for signs of deterioration-3 Years | Secondary Clarifier, Final Tank 09 | TAB-STR-CLR-0910 | 5000000 | TAB-STR-CM-0925 | Inspect the sludge collection drive load cell for signs of deterioration
TAB-STR-02 | 24 | Inspect the sludge collection drive load cell for signs of deterioration-3 Years | Secondary Clarifier, Final Tank 09 | TAB-STR-CLR-0910 | 6000000 | TAB-STR-CM-0926 | Inspect the sludge collection drive load cell for signs of deterioration
TAB-STR-02 | 24 | Inspect the sludge collection drive load cell for signs of deterioration-3 Years | Secondary Clarifier, Final Tank 09 | TAB-STR-CLR-0910 | 7000000 | TAB-STR-CM-0927 | Inspect the sludge collection drive load cell for signs of deterioration
TAB-STR-02 | 24 | Inspect the sludge collection drive load cell for signs of deterioration-3 Years | Secondary Clarifier, Final Tank 09 | TAB-STR-CLR-0910 | 8000000 | TAB-STR-CM-0928 | Inspect the sludge collection drive load cell for signs of deterioration
TAB-STR-02 | 24 | Inspect the sludge collection drive load cell for signs of deterioration-3 Years | Secondary Clarifier, Final Tank 09 | TAB-STR-CLR-0910 | 9000000 | TAB-STR-CM-0929 | Inspect the sludge collection drive load cell for signs of deterioration
TAB-STR-02 | 24 | Inspect the sludge collection drive load cell for signs of deterioration-3 Years | Secondary Clarifier, Final Tank 09 | TAB-STR-CLR-0910 | 11000000 | TAB-STR-CM-0931 | Inspect the sludge collection drive load cell for signs of deterioration
TAB-STR-02 | 24 | Inspect the sludge collection drive load cell for signs of deterioration-3 Years | Secondary Clarifier, Final Tank 10 | TAB-STR-CLR-1010 | 1000000 | TAB-STR-CM-1021 | Inspect the sludge collection drive load cell for signs of deterioration
TAB-STR-02 | 24 | Inspect the sludge collection drive load cell for signs of deterioration-3 Years | Secondary Clarifier, Final Tank 10 | TAB-STR-CLR-1010 | 2000000 | TAB-STR-CM-1023 | Inspect the sludge collection drive load cell for signs of deterioration
TAB-STR-02 | 24 | Inspect the sludge collection drive load cell for signs of deterioration-3 Years | Secondary Clarifier, Final Tank 10 | TAB-STR-CLR-1010 | 3000000 | TAB-STR-CM-1025 | Inspect the sludge collection drive load cell for signs of deterioration
TAB-STR-02 | 24 | Inspect the sludge collection drive load cell for signs of deterioration-3 Years | Secondary Clarifier, Final Tank 10 | TAB-STR-CLR-1010 | 4000000 | TAB-STR-CM-1026 | Inspect the sludge collection drive load cell for signs of deterioration
TAB-STR-02 | 24 | Inspect the sludge collection drive load cell for signs of deterioration-3 Years | Secondary Clarifier, Final Tank 10 | TAB-STR-CLR-1010 | 5000000 | TAB-STR-CM-1028 | Inspect the sludge collection drive load cell for signs of deterioration
TAB-STR-02 | 24 | Inspect the sludge collection drive load cell for signs of deterioration-3 Years | Secondary Clarifier, Final Tank 10 | TAB-STR-CLR-1010 | 7000000 | TAB-STR-CM-1031 | Inspect the sludge collection drive load cell for signs of deterioration
TAB-STR-02 | 24 | Inspect the sludge collection drive load cell for signs of deterioration-3 Years | Secondary Clarifier, Final Tank 10 | TAB-STR-CLR-1010 | 6000000 | TAB-STR-CM-1030 | Inspect the sludge collection drive load cell for signs of deterioration
TAB-STR-02 | 24 | Inspect the sludge collection drive load cell for signs of deterioration-3 Years | Secondary Clarifier, Final Tank 11 | TAB-STR-CLR-1110 | 1000000 | TAB-STR-CM-1121 | Inspect the sludge collection drive load cell for signs of deterioration
TAB-STR-02 | 24 | Inspect the sludge collection drive load cell for signs of deterioration-3 Years | Secondary Clarifier, Final Tank 11 | TAB-STR-CLR-1110 | 2000000 | TAB-STR-CM-1123 | Inspect the sludge collection drive load cell for signs of deterioration
TAB-STR-02 | 24 | Inspect the sludge collection drive load cell for signs of deterioration-3 Years | Secondary Clarifier, Final Tank 11 | TAB-STR-CLR-1110 | 4000000 | TAB-STR-CM-1126 | Inspect the sludge collection drive load cell for signs of deterioration
TAB-STR-02 | 24 | Inspect the sludge collection drive load cell for signs of deterioration-3 Years | Secondary Clarifier, Final Tank 11 | TAB-STR-CLR-1110 | 5000000 | TAB-STR-CM-1128 | Inspect the sludge collection drive load cell for signs of deterioration
TAB-STR-02 | 24 | Inspect the sludge collection drive load cell for signs of deterioration-3 Years | Secondary Clarifier, Final Tank 11 | TAB-STR-CLR-1110 | 6000000 | TAB-STR-CM-1130 | Inspect the sludge collection drive load cell for signs of deterioration
TAB-STR-02 | 24 | Inspect the sludge collection drive load cell for signs of deterioration-3 Years | Secondary Clarifier, Final Tank 11 | TAB-STR-CLR-1110 | 7000000 | TAB-STR-CM-1131 | Inspect the sludge collection drive load cell for signs of deterioration
TAB-STR-02 | 24 | Inspect the sludge collection drive load cell for signs of deterioration-3 Years | Secondary Clarifier, Final Tank 11 | TAB-STR-CLR-1110 | 3000000 | TAB-STR-CM-1125 | Inspect the sludge collection drive load cell for signs of deterioration
TAB-STR-02 | 31 | Odour Control Fan Motor Mechanical Inspection and Lubrication Tasks- 6 Month | TAB-Routine Work Area 2 | TAB-RTE-WA2 | 1000000 | TAB-OCS-FN-1210 | Odour Control Fan Motor Mechanical Inspection and Lubrication Tasks 6 Month 0007 for
TAB-STR-02 | 31 | Odour Control Fan Motor Mechanical Inspection and Lubrication Tasks- 6 Month | TAB-Routine Work Area 2 | TAB-RTE-WA2 | 3000000 | TAB-OCS-FN-1230 | Odour Control Fan Motor Mechanical Inspection and Lubrication Tasks 6 Month 0007 for
TAB-STR-02 | 31 | Odour Control Fan Motor Mechanical Inspection and Lubrication Tasks- 6 Month | TAB-Routine Work Area 2 | TAB-RTE-WA2 | 2000000 | TAB-OCS-FN-1220 | Odour Control Fan Motor Mechanical Inspection and Lubrication Tasks 6 Month 0007 for
TAB-STR-02 | 31 | Odour Control Fan Motor Mechanical Inspection and Lubrication Tasks- 6 Month | TAB-Routine Work Area 2 | TAB-RTE-WA2 | 4000000 | TAB-OCS-FN-1240 | Odour Control Fan Motor Mechanical Inspection and Lubrication Tasks 6 Month 0007 for
TAB-STR-02 | 34 | Final Effluent Flow Transmitter Maintenance and Calibration- Quarterly | TAB-Routine Work Area 2 | TAB-RTE-WA2 | 1000000 | TAB-STR-FIT-8003 | Final Effluent Flow Transmitter Maintenance and Calibration Quarterly Flowmetric for
TAB-STR-02 | 34 | Final Effluent Flow Transmitter Maintenance and Calibration- Quarterly | TAB-Routine Work Area 2 | TAB-RTE-WA2 | 2000000 | TAB-STR-FIT-8004 | Final Effluent Flow Transmitter Maintenance and Calibration Quarterly Flowmetric for
TAB-STR-CL | 1 | Replace the sludge collection flight chain | Secondary Clarifier, Final Tank 01 | TAB-STR-CLR-0110 | 5000000 | TAB-STR-CM-0125 | Replace the sludge collection flight chain for
TAB-STR-CL | 1 | Replace the sludge collection flight chain | Secondary Clarifier, Final Tank 01 | TAB-STR-CLR-0110 | 1000000 | TAB-STR-CM-0121 | Replace the sludge collection flight chain for
TAB-STR-CL | 1 | Replace the sludge collection flight chain | Secondary Clarifier, Final Tank 01 | TAB-STR-CLR-0110 | 6000000 | TAB-STR-CM-0126 | Replace the sludge collection flight chain for
TAB-STR-CL | 1 | Replace the sludge collection flight chain | Secondary Clarifier, Final Tank 01 | TAB-STR-CLR-0110 | 2000000 | TAB-STR-CM-0122 | Replace the sludge collection flight chain for
TAB-STR-CL | 1 | Replace the sludge collection flight chain | Secondary Clarifier, Final Tank 01 | TAB-STR-CLR-0110 | 8000000 | TAB-STR-CM-0128 | Replace the sludge collection flight chain for
TAB-STR-CL | 1 | Replace the sludge collection flight chain | Secondary Clarifier, Final Tank 01 | TAB-STR-CLR-0110 | 3000000 | TAB-STR-CM-0123 | Replace the sludge collection flight chain for
TAB-STR-CL | 1 | Replace the sludge collection flight chain | Secondary Clarifier, Final Tank 01 | TAB-STR-CLR-0110 | 4000000 | TAB-STR-CM-0124 | Replace the sludge collection flight chain for
TAB-STR-CL | 1 | Replace the sludge collection flight chain | Secondary Clarifier, Final Tank 01 | TAB-STR-CLR-0110 | 7000000 | TAB-STR-CM-0126 | Replace the sludge collection flight chain for
TAB-STR-CL | 1 | Replace the sludge collection flight chain | Secondary Clarifier, Final Tank 01 | TAB-STR-CLR-0110 | 9000000 | TAB-STR-CM-0132 | Replace the sludge collection flight chain for
TAB-STR-CL | 1 | Replace the sludge collection flight chain | Secondary Clarifier, Final Tank 01 | TAB-STR-CLR-0110 | 10000000 | TAB-STR-CM-0133 | Replace the sludge collection flight chain for
TAB-STR-CL | 1 | Replace the sludge collection flight chain | Secondary Clarifier, Final Tank 02 | TAB-STR-CLR-0210 | 1000000 | TAB-STR-CM-0221 | Replace the sludge collection flight chain for
TAB-STR-CL | 1 | Replace the sludge collection flight chain | Secondary Clarifier, Final Tank 02 | TAB-STR-CLR-0210 | 2000000 | TAB-STR-CM-0222 | Replace the sludge collection flight chain for
TAB-STR-CL | 1 | Replace the sludge collection flight chain | Secondary Clarifier, Final Tank 02 | TAB-STR-CLR-0210 | 3000000 | TAB-STR-CM-0223 | Replace the sludge collection flight chain for
TAB-STR-CL | 1 | Replace the sludge collection flight chain | Secondary Clarifier, Final Tank 02 | TAB-STR-CLR-0210 | 4000000 | TAB-STR-CM-0224 | Replace the sludge collection flight chain for
TAB-STR-CL | 1 | Replace the sludge collection flight chain | Secondary Clarifier, Final Tank 02 | TAB-STR-CLR-0210 | 6000000 | TAB-STR-CM-0226 | Replace the sludge collection flight chain for
TAB-STR-CL | 1 | Replace the sludge collection flight chain | Secondary Clarifier, Final Tank 02 | TAB-STR-CLR-0210 | 5000000 | TAB-STR-CM-0225 | Replace the sludge collection flight chain for
TAB-STR-CL | 1 | Replace the sludge collection flight chain | Secondary Clarifier, Final Tank 02 | TAB-STR-CLR-0210 | 9000000 | TAB-STR-CM-0229 | Replace the sludge collection flight chain for
TAB-STR-CL | 1 | Replace the sludge collection flight chain | Secondary Clarifier, Final Tank 02 | TAB-STR-CLR-0210 | 7000000 | TAB-STR-CM-0227 | Replace the sludge collection flight chain for
TAB-STR-CL | 1 | Replace the sludge collection flight chain | Secondary Clarifier, Final Tank 02 | TAB-STR-CLR-0210 | 14000000 | TAB-STR-CM-0234 | Replace the sludge collection flight chain for
TAB-STR-CL | 1 | Replace the sludge collection flight chain | Secondary Clarifier, Final Tank 02 | TAB-STR-CLR-0210 | 8000000 | TAB-STR-CM-0228 | Replace the sludge collection flight chain for
TAB-STR-CL | 1 | Replace the sludge collection flight chain | Secondary Clarifier, Final Tank 02 | TAB-STR-CLR-0210 | 10000000 | TAB-STR-CM-0230 | Replace the sludge collection flight chain for
TAB-STR-CL | 1 | Replace the sludge collection flight chain | Secondary Clarifier, Final Tank 02 | TAB-STR-CLR-0210 | 11000000 | TAB-STR-CM-0231 | Replace the sludge collection flight chain for
TAB-STR-CL | 1 | Replace the sludge collection flight chain | Secondary Clarifier, Final Tank 02 | TAB-STR-CLR-0210 | 12000000 | TAB-STR-CM-0232 | Replace the sludge collection flight chain for
TAB-STR-CL | 1 | Replace the sludge collection flight chain | Secondary Clarifier, Final Tank 02 | TAB-STR-CLR-0210 | 13000000 | TAB-STR-CM-0233 | Replace the sludge collection flight chain for
TAB-STR-CL | 1 | Replace the sludge collection flight chain | Secondary Clarifier, Final Tank 03 | TAB-STR-CLR-0310 | 2000000 | TAB-STR-CM-0322 | Replace the sludge collection flight chain for
TAB-STR-CL | 1 | Replace the sludge collection flight chain | Secondary Clarifier, Final Tank 03 | TAB-STR-CLR-0310 | 3000000 | TAB-STR-CM-0323 | Replace the sludge collection flight chain for
TAB-STR-CL | 1 | Replace the sludge collection flight chain | Secondary Clarifier, Final Tank 03 | TAB-STR-CLR-0310 | 4000000 | TAB-STR-CM-0324 | Replace the sludge collection flight chain for
TAB-STR-CL | 1 | Replace the sludge collection flight chain | Secondary Clarifier, Final Tank 03 | TAB-STR-CLR-0310 | 5000000 | TAB-STR-CM-0325 | Replace the sludge collection flight chain for
TAB-STR-CL | 1 | Replace the sludge collection flight chain | Secondary Clarifier, Final Tank 03 | TAB-STR-CLR-0310 | 10000000 | TAB-STR-CM-0330 | Replace the sludge collection flight chain for
TAB-STR-CL | 1 | Replace the sludge collection flight chain | Secondary Clarifier, Final Tank 03 | TAB-STR-CLR-0310 | 1000000 | TAB-STR-CM-0321 | Replace the sludge collection flight chain for
TAB-STR-CL | 1 | Replace the sludge collection flight chain | Secondary Clarifier, Final Tank 03 | TAB-STR-CLR-0310 | 13000000 | TAB-STR-CM-0333 | Replace the sludge collection flight chain for
TAB-STR-CL | 1 | Replace the sludge collection flight chain | Secondary Clarifier, Final Tank 03 | TAB-STR-CLR-0310 | 6000000 | TAB-STR-CM-0326 | Replace the sludge collection flight chain for
TAB-STR-CL | 1 | Replace the sludge collection flight chain | Secondary Clarifier, Final Tank 03 | TAB-STR-CLR-0310 | 7000000 | TAB-STR-CM-0327 | Replace the sludge collection flight chain for
TAB-STR-CL | 1 | Replace the sludge collection flight chain | Secondary Clarifier, Final Tank 03 | TAB-STR-CLR-0310 | 8000000 | TAB-STR-CM-0328 | Replace the sludge collection flight chain for
TAB-STR-CL | 1 | Replace the sludge collection flight chain | Secondary Clarifier, Final Tank 03 | TAB-STR-CLR-0310 | 9000000 | TAB-STR-CM-0329 | Replace the sludge collection flight chain for
TAB-STR-CL | 1 | Replace the sludge collection flight chain | Secondary Clarifier, Final Tank 03 | TAB-STR-CLR-0310 | 11000000 | TAB-STR-CM-0331 | Replace the sludge collection flight chain for
TAB-STR-CL | 1 | Replace the sludge collection flight chain | Secondary Clarifier, Final Tank 03 | TAB-STR-CLR-0310 | 12000000 | TAB-STR-CM-0332 | Replace the sludge collection flight chain for
TAB-STR-CL | 1 | Replace the sludge collection flight chain | Secondary Clarifier, Final Tank 04 | TAB-STR-CLR-0410 | 1000000 | TAB-STR-CM-0421 | Replace the sludge collection flight chain for
TAB-STR-CL | 1 | Replace the sludge collection flight chain | Secondary Clarifier, Final Tank 04 | TAB-STR-CLR-0410 | 6000000 | TAB-STR-CM-0426 | Replace the sludge collection flight chain for
TAB-STR-CL | 1 | Replace the sludge collection flight chain | Secondary Clarifier, Final Tank 04 | TAB-STR-CLR-0410 | 7000000 | TAB-STR-CM-0427 | Replace the sludge collection flight chain for
TAB-STR-CL | 1 | Replace the sludge collection flight chain | Secondary Clarifier, Final Tank 04 | TAB-STR-CLR-0410 | 8000000 | TAB-STR-CM-0428 | Replace the sludge collection flight chain for
TAB-STR-CL | 1 | Replace the sludge collection flight chain | Secondary Clarifier, Final Tank 04 | TAB-STR-CLR-0410 | 9000000 | TAB-STR-CM-0429 | Replace the sludge collection flight chain for
TAB-STR-CL | 1 | Replace the sludge collection flight chain | Secondary Clarifier, Final Tank 04 | TAB-STR-CLR-0410 | 11000000 | TAB-STR-CM-0431 | Replace the sludge collection flight chain for
TAB-STR-CL | 1 | Replace the sludge collection flight chain | Secondary Clarifier, Final Tank 04 | TAB-STR-CLR-0410 | 2000000 | TAB-STR-CM-0422 | Replace the sludge collection flight chain for
TAB-STR-CL | 1 | Replace the sludge collection flight chain | Secondary Clarifier, Final Tank 04 | TAB-STR-CLR-0410 | 12000000 | TAB-STR-CM-0432 | Replace the sludge collection flight chain for
TAB-STR-CL | 1 | Replace the sludge collection flight chain | Secondary Clarifier, Final Tank 04 | TAB-STR-CLR-0410 | 3000000 | TAB-STR-CM-0423 | Replace the sludge collection flight chain for
TAB-STR-CL | 1 | Replace the sludge collection flight chain | Secondary Clarifier, Final Tank 04 | TAB-STR-CLR-0410 | 13000000 | TAB-STR-V-0433 | Replace the sludge collection flight chain for
TAB-STR-CL | 1 | Replace the sludge collection flight chain | Secondary Clarifier, Final Tank 04 | TAB-STR-CLR-0410 | 4000000 | TAB-STR-CM-0424 | Replace the sludge collection flight chain for
TAB-STR-CL | 1 | Replace the sludge collection flight chain | Secondary Clarifier, Final Tank 04 | TAB-STR-CLR-0410 | 5000000 | TAB-STR-CM-0425 | Replace the sludge collection flight chain for
TAB-STR-CL | 1 | Replace the sludge collection flight chain | Secondary Clarifier, Final Tank 04 | TAB-STR-CLR-0410 | 10000000 | TAB-STR-CM-0430 | Replace the sludge collection flight chain for
TAB-STR-CL | 1 | Replace the sludge collection flight chain | Secondary Clarifier, Final Tank 05 | TAB-STR-CLR-0510 | 1000000 | TAB-STR-CM-0521 | Replace the sludge collection flight chain for
TAB-STR-CL | 1 | Replace the sludge collection flight chain | Secondary Clarifier, Final Tank 05 | TAB-STR-CLR-0510 | 3000000 | TAB-STR-CM-0523 | Replace the sludge collection flight chain for
TAB-STR-CL | 1 | Replace the sludge collection flight chain | Secondary Clarifier, Final Tank 05 | TAB-STR-CLR-0510 | 4000000 | TAB-STR-CM-0524 | Replace the sludge collection flight chain for
TAB-STR-CL | 1 | Replace the sludge collection flight chain | Secondary Clarifier, Final Tank 05 | TAB-STR-CLR-0510 | 2000000 | TAB-STR-CM-0522 | Replace the sludge collection flight chain for
TAB-STR-CL | 1 | Replace the sludge collection flight chain | Secondary Clarifier, Final Tank 05 | TAB-STR-CLR-0510 | 5000000 | TAB-STR-CM-0525 | Replace the sludge collection flight chain for
TAB-STR-CL | 1 | Replace the sludge collection flight chain | Secondary Clarifier, Final Tank 05 | TAB-STR-CLR-0510 | 7000000 | TAB-STR-CM-0527 | Replace the sludge collection flight chain for
TAB-STR-CL | 1 | Replace the sludge collection flight chain | Secondary Clarifier, Final Tank 05 | TAB-STR-CLR-0510 | 6000000 | TAB-STR-CM-0526 | Replace the sludge collection flight chain for
TAB-STR-CL | 1 | Replace the sludge collection flight chain | Secondary Clarifier, Final Tank 05 | TAB-STR-CLR-0510 | 8000000 | TAB-STR-CM-0528 | Replace the sludge collection flight chain for
TAB-STR-CL | 1 | Replace the sludge collection flight chain | Secondary Clarifier, Final Tank 05 | TAB-STR-CLR-0510 | 10000000 | TAB-STR-CM-0530 | Replace the sludge collection flight chain for
TAB-STR-CL | 1 | Replace the sludge collection flight chain | Secondary Clarifier, Final Tank 05 | TAB-STR-CLR-0510 | 9000000 | TAB-STR-CM-0529 | Replace the sludge collection flight chain for
TAB-STR-CL | 1 | Replace the sludge collection flight chain | Secondary Clarifier, Final Tank 05 | TAB-STR-CLR-0510 | 11000000 | TAB-STR-CM-0531 | Replace the sludge collection flight chain for
TAB-STR-CL | 1 | Replace the sludge collection flight chain | Secondary Clarifier, Final Tank 05 | TAB-STR-CLR-0510 | 12000000 | TAB-STR-CM-0532 | Replace the sludge collection flight chain for
TAB-STR-CL | 1 | Replace the sludge collection flight chain | Secondary Clarifier, Final Tank 05 | TAB-STR-CLR-0510 | 13000000 | TAB-STR-V-0533 | Replace the sludge collection flight chain for
TAB-STR-CL | 1 | Replace the sludge collection flight chain | Secondary Clarifier, Final Tank 05 | TAB-STR-CLR-0510 | 14000000 | TAB-STR-V-0534 | Replace the sludge collection flight chain for
TAB-STR-CL | 1 | Replace the sludge collection flight chain | Secondary Clarifier, Final Tank 06 | TAB-STR-CLR-0610 | 2000000 | TAB-STR-CM-0622 | Replace the sludge collection flight chain for
TAB-STR-CL | 1 | Replace the sludge collection flight chain | Secondary Clarifier, Final Tank 06 | TAB-STR-CLR-0610 | 4000000 | TAB-STR-CM-0624 | Replace the sludge collection flight chain for
TAB-STR-CL | 1 | Replace the sludge collection flight chain | Secondary Clarifier, Final Tank 06 | TAB-STR-CLR-0610 | 7000000 | TAB-STR-CM-0627 | Replace the sludge collection flight chain for
TAB-STR-CL | 1 | Replace the sludge collection flight chain | Secondary Clarifier, Final Tank 06 | TAB-STR-CLR-0610 | 3000000 | TAB-STR-CM-0623 | Replace the sludge collection flight chain for
TAB-STR-CL | 1 | Replace the sludge collection flight chain | Secondary Clarifier, Final Tank 06 | TAB-STR-CLR-0610 | 9000000 | TAB-STR-CM-0629 | Replace the sludge collection flight chain for
TAB-STR-CL | 1 | Replace the sludge collection flight chain | Secondary Clarifier, Final Tank 06 | TAB-STR-CLR-0610 | 5000000 | TAB-STR-CM-0625 | Replace the sludge collection flight chain for
TAB-STR-CL | 1 | Replace the sludge collection flight chain | Secondary Clarifier, Final Tank 06 | TAB-STR-CLR-0610 | 10000000 | TAB-STR-CM-0630 | Replace the sludge collection flight chain for
TAB-STR-CL | 1 | Replace the sludge collection flight chain | Secondary Clarifier, Final Tank 06 | TAB-STR-CLR-0610 | 6000000 | TAB-STR-CM-0626 | Replace the sludge collection flight chain for
TAB-STR-CL | 1 | Replace the sludge collection flight chain | Secondary Clarifier, Final Tank 06 | TAB-STR-CLR-0610 | 11000000 | TAB-STR-V-0631 | Replace the sludge collection flight chain for
TAB-STR-CL | 1 | Replace the sludge collection flight chain | Secondary Clarifier, Final Tank 06 | TAB-STR-CLR-0610 | 8000000 | TAB-STR-CM-0628 | Replace the sludge collection flight chain for
TAB-STR-CL | 1 | Replace the sludge collection flight chain | Secondary Clarifier, Final Tank 06 | TAB-STR-CLR-0610 | 13000000 | TAB-STR-CM-0633 | Replace the sludge collection flight chain for
TAB-STR-CL | 1 | Replace the sludge collection flight chain | Secondary Clarifier, Final Tank 06 | TAB-STR-CLR-0610 | 12000000 | TAB-STR-V-0632 | Replace the sludge collection flight chain for
TAB-STR-CL | 1 | Replace the sludge collection flight chain | Secondary Clarifier, Final Tank 06 | TAB-STR-CLR-0610 | 14000000 | TAB-STR-CM-0634 | Replace the sludge collection flight chain for
TAB-STR-CL | 1 | Replace the sludge collection flight chain | Secondary Clarifier, Final Tank 07 | TAB-STR-CLR-0710 | 2000000 | TAB-STR-CM-0722 | Replace the sludge collection flight chain for
TAB-STR-CL | 1 | Replace the sludge collection flight chain | Secondary Clarifier, Final Tank 07 | TAB-STR-CLR-0710 | 4000000 | TAB-STR-CM-0724 | Replace the sludge collection flight chain for
TAB-STR-CL | 1 | Replace the sludge collection flight chain | Secondary Clarifier, Final Tank 07 | TAB-STR-CLR-0710 | 1000000 | TAB-STR-CM-0721 | Replace the sludge collection flight chain for
TAB-STR-CL | 1 | Replace the sludge collection flight chain | Secondary Clarifier, Final Tank 07 | TAB-STR-CLR-0710 | 5000000 | TAB-STR-CM-0725 | Replace the sludge collection flight chain for
TAB-STR-CL | 1 | Replace the sludge collection flight chain | Secondary Clarifier, Final Tank 07 | TAB-STR-CLR-0710 | 3000000 | TAB-STR-CM-0723 | Replace the sludge collection flight chain for
TAB-STR-CL | 1 | Replace the sludge collection flight chain | Secondary Clarifier, Final Tank 07 | TAB-STR-CLR-0710 | 10000000 | TAB-STR-CM-0730 | Replace the sludge collection flight chain for
TAB-STR-CL | 1 | Replace the sludge collection flight chain | Secondary Clarifier, Final Tank 07 | TAB-STR-CLR-0710 | 6000000 | TAB-STR-CM-0726 | Replace the sludge collection flight chain for
TAB-STR-CL | 1 | Replace the sludge collection flight chain | Secondary Clarifier, Final Tank 07 | TAB-STR-CLR-0710 | 11000000 | TAB-STR-CM-0731 | Replace the sludge collection flight chain for
TAB-STR-CL | 1 | Replace the sludge collection flight chain | Secondary Clarifier, Final Tank 07 | TAB-STR-CLR-0710 | 7000000 | TAB-STR-CM-0727 | Replace the sludge collection flight chain for
TAB-STR-CL | 1 | Replace the sludge collection flight chain | Secondary Clarifier, Final Tank 07 | TAB-STR-CLR-0710 | 12000000 | TAB-STR-CM-0732 | Replace the sludge collection flight chain for
TAB-STR-CL | 1 | Replace the sludge collection flight chain | Secondary Clarifier, Final Tank 07 | TAB-STR-CLR-0710 | 8000000 | TAB-STR-CM-0728 | Replace the sludge collection flight chain for
TAB-STR-CL | 1 | Replace the sludge collection flight chain | Secondary Clarifier, Final Tank 07 | TAB-STR-CLR-0710 | 9000000 | TAB-STR-CM-0729 | Replace the sludge collection flight chain for
TAB-STR-CL | 1 | Replace the sludge collection flight chain | Secondary Clarifier, Final Tank 07 | TAB-STR-CLR-0710 | 13000000 | TAB-STR-CM-0733 | Replace the sludge collection flight chain for
TAB-STR-CL | 1 | Replace the sludge collection flight chain | Secondary Clarifier, Final Tank 08 | TAB-STR-CLR-0810 | 4000000 | TAB-STR-CM-0824 | Replace the sludge collection flight chain for
TAB-STR-CL | 1 | Replace the sludge collection flight chain | Secondary Clarifier, Final Tank 08 | TAB-STR-CLR-0810 | 5000000 | TAB-STR-CM-0825 | Replace the sludge collection flight chain for
TAB-STR-CL | 1 | Replace the sludge collection flight chain | Secondary Clarifier, Final Tank 08 | TAB-STR-CLR-0810 | 8000000 | TAB-STR-CM-0828 | Replace the sludge collection flight chain for
TAB-STR-CL | 1 | Replace the sludge collection flight chain | Secondary Clarifier, Final Tank 08 | TAB-STR-CLR-0810 | 1000000 | TAB-STR-CM-0821 | Replace the sludge collection flight chain for
TAB-STR-CL | 1 | Replace the sludge collection flight chain | Secondary Clarifier, Final Tank 08 | TAB-STR-CLR-0810 | 9000000 | TAB-STR-CM-0829 | Replace the sludge collection flight chain for
TAB-STR-CL | 1 | Replace the sludge collection flight chain | Secondary Clarifier, Final Tank 08 | TAB-STR-CLR-0810 | 2000000 | TAB-STR-CM-0822 | Replace the sludge collection flight chain for
TAB-STR-CL | 1 | Replace the sludge collection flight chain | Secondary Clarifier, Final Tank 08 | TAB-STR-CLR-0810 | 10000000 | TAB-STR-CM-0830 | Replace the sludge collection flight chain for
TAB-STR-CL | 1 | Replace the sludge collection flight chain | Secondary Clarifier, Final Tank 08 | TAB-STR-CLR-0810 | 3000000 | TAB-STR-CM-0823 | Replace the sludge collection flight chain for
TAB-STR-CL | 1 | Replace the sludge collection flight chain | Secondary Clarifier, Final Tank 08 | TAB-STR-CLR-0810 | 11000000 | TAB-STR-CM-0831 | Replace the sludge collection flight chain for
TAB-STR-CL | 1 | Replace the sludge collection flight chain | Secondary Clarifier, Final Tank 08 | TAB-STR-CLR-0810 | 6000000 | TAB-STR-CM-0826 | Replace the sludge collection flight chain for
TAB-STR-CL | 1 | Replace the sludge collection flight chain | Secondary Clarifier, Final Tank 08 | TAB-STR-CLR-0810 | 12000000 | TAB-STR-CM-0832 | Replace the sludge collection flight chain for
TAB-STR-CL | 1 | Replace the sludge collection flight chain | Secondary Clarifier, Final Tank 08 | TAB-STR-CLR-0810 | 7000000 | TAB-STR-CM-0827 | Replace the sludge collection flight chain for
TAB-STR-CL | 1 | Replace the sludge collection flight chain | Secondary Clarifier, Final Tank 08 | TAB-STR-CLR-0810 | 13000000 | TAB-STR-CM-0833 | Replace the sludge collection flight chain for
TAB-STR-CL | 1 | Replace the sludge collection flight chain | Secondary Clarifier, Final Tank 09 | TAB-STR-CLR-0910 | 3000000 | TAB-STR-CM-0923 | Replace the sludge collection flight chain for
TAB-STR-CL | 1 | Replace the sludge collection flight chain | Secondary Clarifier, Final Tank 09 | TAB-STR-CLR-0910 | 5000000 | TAB-STR-CM-0925 | Replace the sludge collection flight chain for
TAB-STR-CL | 1 | Replace the sludge collection flight chain | Secondary Clarifier, Final Tank 09 | TAB-STR-CLR-0910 | 1000000 | TAB-STR-CM-0921 | Replace the sludge collection flight chain for
TAB-STR-CL | 1 | Replace the sludge collection flight chain | Secondary Clarifier, Final Tank 09 | TAB-STR-CLR-0910 | 6000000 | TAB-STR-CM-0926 | Replace the sludge collection flight chain for
TAB-STR-CL | 1 | Replace the sludge collection flight chain | Secondary Clarifier, Final Tank 09 | TAB-STR-CLR-0910 | 2000000 | TAB-STR-CM-0922 | Replace the sludge collection flight chain for
TAB-STR-CL | 1 | Replace the sludge collection flight chain | Secondary Clarifier, Final Tank 09 | TAB-STR-CLR-0910 | 8000000 | TAB-STR-CM-0928 | Replace the sludge collection flight chain for
TAB-STR-CL | 1 | Replace the sludge collection flight chain | Secondary Clarifier, Final Tank 09 | TAB-STR-CLR-0910 | 4000000 | TAB-STR-CM-0924 | Replace the sludge collection flight chain for
TAB-STR-CL | 1 | Replace the sludge collection flight chain | Secondary Clarifier, Final Tank 09 | TAB-STR-CLR-0910 | 12000000 | TAB-STR-CM-0932 | Replace the sludge collection flight chain for
TAB-STR-CL | 1 | Replace the sludge collection flight chain | Secondary Clarifier, Final Tank 09 | TAB-STR-CLR-0910 | 7000000 | TAB-STR-CM-0927 | Replace the sludge collection flight chain for
TAB-STR-CL | 1 | Replace the sludge collection flight chain | Secondary Clarifier, Final Tank 09 | TAB-STR-CLR-0910 | 13000000 | TAB-STR-CM-0933 | Replace the sludge collection flight chain for
TAB-STR-CL | 1 | Replace the sludge collection flight chain | Secondary Clarifier, Final Tank 09 | TAB-STR-CLR-0910 | 9000000 | TAB-STR-CM-0929 | Replace the sludge collection flight chain for
TAB-STR-CL | 1 | Replace the sludge collection flight chain | Secondary Clarifier, Final Tank 09 | TAB-STR-CLR-0910 | 10000000 | TAB-STR-CM-0930 | Replace the sludge collection flight chain for
TAB-STR-CL | 1 | Replace the sludge collection flight chain | Secondary Clarifier, Final Tank 09 | TAB-STR-CLR-0910 | 11000000 | TAB-STR-CM-0931 | Replace the sludge collection flight chain for
TAB-STR-CL | 1 | Replace the sludge collection flight chain | Secondary Clarifier, Final Tank 10 | TAB-STR-CLR-1010 | 3000000 | TAB-STR-CM-1025 | Replace the sludge collection flight chain for
TAB-STR-CL | 1 | Replace the sludge collection flight chain | Secondary Clarifier, Final Tank 10 | TAB-STR-CLR-1010 | 4000000 | TAB-STR-CM-1026 | Replace the sludge collection flight chain for
TAB-STR-CL | 1 | Replace the sludge collection flight chain | Secondary Clarifier, Final Tank 10 | TAB-STR-CLR-1010 | 6000000 | TAB-STR-CM-1030 | Replace the sludge collection flight chain for
TAB-STR-CL | 1 | Replace the sludge collection flight chain | Secondary Clarifier, Final Tank 10 | TAB-STR-CLR-1010 | 1000000 | TAB-STR-CM-1021 | Replace the sludge collection flight chain for
TAB-STR-CL | 1 | Replace the sludge collection flight chain | Secondary Clarifier, Final Tank 10 | TAB-STR-CLR-1010 | 7000000 | TAB-STR-CM-1031 | Replace the sludge collection flight chain for
TAB-STR-CL | 1 | Replace the sludge collection flight chain | Secondary Clarifier, Final Tank 10 | TAB-STR-CLR-1010 | 2000000 | TAB-STR-CM-1023 | Replace the sludge collection flight chain for
TAB-STR-CL | 1 | Replace the sludge collection flight chain | Secondary Clarifier, Final Tank 10 | TAB-STR-CLR-1010 | 9000000 | TAB-STR-CM-1033 | Replace the sludge collection flight chain for
TAB-STR-CL | 1 | Replace the sludge collection flight chain | Secondary Clarifier, Final Tank 10 | TAB-STR-CLR-1010 | 5000000 | TAB-STR-CM-1028 | Replace the sludge collection flight chain for
TAB-STR-CL | 1 | Replace the sludge collection flight chain | Secondary Clarifier, Final Tank 10 | TAB-STR-CLR-1010 | 8000000 | TAB-STR-CM-1032 | Replace the sludge collection flight chain for
TAB-STR-CL | 1 | Replace the sludge collection flight chain | Secondary Clarifier, Final Tank 11 | TAB-STR-CLR-1110 | 1000000 | TAB-STR-CM-1121 | Replace the sludge collection flight chain for
TAB-STR-CL | 1 | Replace the sludge collection flight chain | Secondary Clarifier, Final Tank 11 | TAB-STR-CLR-1110 | 2000000 | TAB-STR-CM-1123 | Replace the sludge collection flight chain for
TAB-STR-CL | 1 | Replace the sludge collection flight chain | Secondary Clarifier, Final Tank 11 | TAB-STR-CLR-1110 | 3000000 | TAB-STR-CM-1125 | Replace the sludge collection flight chain for
TAB-STR-CL | 1 | Replace the sludge collection flight chain | Secondary Clarifier, Final Tank 11 | TAB-STR-CLR-1110 | 5000000 | TAB-STR-CM-1128 | Replace the sludge collection flight chain for
TAB-STR-CL | 1 | Replace the sludge collection flight chain | Secondary Clarifier, Final Tank 11 | TAB-STR-CLR-1110 | 4000000 | TAB-STR-CM-1126 | Replace the sludge collection flight chain for
TAB-STR-CL | 1 | Replace the sludge collection flight chain | Secondary Clarifier, Final Tank 11 | TAB-STR-CLR-1110 | 7000000 | TAB-STR-CM-1131 | Replace the sludge collection flight chain for
TAB-STR-CL | 1 | Replace the sludge collection flight chain | Secondary Clarifier, Final Tank 11 | TAB-STR-CLR-1110 | 6000000 | TAB-STR-CM-1130 | Replace the sludge collection flight chain for
TAB-STR-CL | 1 | Replace the sludge collection flight chain | Secondary Clarifier, Final Tank 11 | TAB-STR-CLR-1110 | 8000000 | TAB-STR-CM-1132 | Replace the sludge collection flight chain for
TAB-STR-CL | 1 | Replace the sludge collection flight chain | Secondary Clarifier, Final Tank 11 | TAB-STR-CLR-1110 | 9000000 | TAB-STR-CM-1133 | Replace the sludge collection flight chain for
TAB-THK-02 | 1 | Leak Check Of The Polymer Metering Pump- Monthly | Pump, Mixed Polymer Feed | TAB-THK-P-4301 | 8000000 | TAB-THK-P-4308 | Leak check of the polymer metering pump
TAB-THK-02 | 1 | Leak Check Of The Polymer Metering Pump- Monthly | Pump, Mixed Polymer Feed | TAB-THK-P-4301 | 2000000 | TAB-THK-P-4302 | Leak check of the polymer metering pump
TAB-THK-02 | 1 | Leak Check Of The Polymer Metering Pump- Monthly | Pump, Mixed Polymer Feed | TAB-THK-P-4301 | 3000000 | TAB-THK-P-4303 | Leak check of the polymer metering pump
TAB-THK-02 | 1 | Leak Check Of The Polymer Metering Pump- Monthly | Pump, Mixed Polymer Feed | TAB-THK-P-4301 | 4000000 | TAB-THK-P-4304 | Leak check of the polymer metering pump
TAB-THK-02 | 1 | Leak Check Of The Polymer Metering Pump- Monthly | Pump, Mixed Polymer Feed | TAB-THK-P-4301 | 5000000 | TAB-THK-P-4305 | Leak check of the polymer metering pump
TAB-THK-02 | 1 | Leak Check Of The Polymer Metering Pump- Monthly | Pump, Mixed Polymer Feed | TAB-THK-P-4301 | 6000000 | TAB-THK-P-4306 | Leak check of the polymer metering pump
TAB-THK-02 | 1 | Leak Check Of The Polymer Metering Pump- Monthly | Pump, Mixed Polymer Feed | TAB-THK-P-4301 | 7000000 | TAB-THK-P-4307 | Leak check of the polymer metering pump
TAB-THK-02 | 1 | Leak Check Of The Polymer Metering Pump- Monthly | Pump, Mixed Polymer Feed | TAB-THK-P-4301 | 9000000 | TAB-THK-P-4309 | Leak check of the polymer metering pump
TAB-THK-02 | 1 | Leak Check Of The Polymer Metering Pump- Monthly | Pump, Mixed Polymer Feed | TAB-THK-P-4301 | 10000000 | TAB-THK-P-4310 | Leak check of the polymer metering pump
TAB-THK-02 | 1 | Leak Check Of The Polymer Metering Pump- Monthly | Pump, Mixed Polymer Feed | TAB-THK-P-4301 | 11000000 | TAB-THK-P-4311 | Leak check of the polymer metering pump
TAB-THK-02 | 1 | Leak Check Of The Polymer Metering Pump- Monthly | Pump, Mixed Polymer Feed | TAB-THK-P-4301 | 12000000 | TAB-THK-P-4312 | Leak check of the polymer metering pump
TAB-THK-02 | 1 | Leak Check Of The Polymer Metering Pump- Monthly | Pump, Mixed Polymer Feed | TAB-THK-P-4301 | 13000000 | TAB-THK-P-4313 | Leak check of the polymer metering pump
TAB-THK-02 | 3 | Millwright Equipment Checks- 3 Months | Pump, Polymer Transfer to Day Tank | TAB-THK-P-TRANSFER | 1000000 | TAB-THK-P-4112 | Check the polymer mixing tank transfer pump stuffing box
TAB-THK-02 | 3 | Millwright Equipment Checks- 3 Months | Pump, Polymer Transfer to Day Tank | TAB-THK-P-TRANSFER | 2000000 | TAB-THK-P-4122 | Check the polymer mixing tank transfer pump stuffing box
TAB-THK-02 | 3 | Millwright Equipment Checks- 3 Months | Pump, Polymer Transfer to Day Tank | TAB-THK-P-TRANSFER | 3000000 | TAB-THK-P-4132 | Check the polymer mixing tank transfer pump stuffing box
TAB-THK-02 | 3 | Millwright Equipment Checks- 3 Months | Floatation - Thickened Waste Activated Sludge Pumps | TAB-THK-P-TWAS | 2000000 | TAB-THK-P-2202 | Check the Vogelsang pump pressurized lubrication system pressure
TAB-THK-02 | 3 | Millwright Equipment Checks- 3 Months | Floatation - Thickened Waste Activated Sludge Pumps | TAB-THK-P-TWAS | 3000000 | TAB-THK-P-2302 | Check the Vogelsang pump pressurized lubrication system pressure
TAB-THK-02 | 3 | Millwright Equipment Checks- 3 Months | Floatation - Thickened Waste Activated Sludge Pumps | TAB-THK-P-TWAS | 1000000 | TAB-THK-P-2101 | Check the Vogelsang pump pressurized lubrication system pressure
TAB-THK-02 | 3 | Millwright Equipment Checks- 3 Months | Floatation - Thickened Waste Activated Sludge Pumps | TAB-THK-P-TWAS | 4000000 | TAB-THK-P-2401 | Check the Vogelsang pump pressurized lubrication system pressure
TAB-THK-02 | 12 | Equipment Wear Checks ' Y ' Strainer | TAB-Routine Work Area 5 | TAB-RTE-WA5 | 2000000 | TAB-THK-P-4302 | Check the polymer metering pumpseal water Y strainer for
TAB-THK-02 | 12 | Equipment Wear Checks ' Y ' Strainer | TAB-Routine Work Area 5 | TAB-RTE-WA5 | 1000000 | TAB-THK-P-4301 | Check the polymer metering pumpseal water Y strainer for
TAB-THK-02 | 12 | Equipment Wear Checks ' Y ' Strainer | TAB-Routine Work Area 5 | TAB-RTE-WA5 | 3000000 | TAB-THK-P-4303 | Check the polymer metering pumpseal water Y strainer for
TAB-THK-02 | 12 | Equipment Wear Checks ' Y ' Strainer | TAB-Routine Work Area 5 | TAB-RTE-WA5 | 6000000 | TAB-THK-P-4306 | Check the polymer metering pumpseal water Y strainer for
TAB-THK-02 | 12 | Equipment Wear Checks ' Y ' Strainer | TAB-Routine Work Area 5 | TAB-RTE-WA5 | 4000000 | TAB-THK-P-4304 | Check the polymer metering pumpseal water Y strainer for
TAB-THK-02 | 12 | Equipment Wear Checks ' Y ' Strainer | TAB-Routine Work Area 5 | TAB-RTE-WA5 | 7000000 | TAB-THK-P-4307 | Check the polymer metering pumpseal water Y strainer for
TAB-THK-02 | 12 | Equipment Wear Checks ' Y ' Strainer | TAB-Routine Work Area 5 | TAB-RTE-WA5 | 5000000 | TAB-THK-P-4305 | Check the polymer metering pumpseal water Y strainer for
TAB-THK-02 | 12 | Equipment Wear Checks ' Y ' Strainer | TAB-Routine Work Area 5 | TAB-RTE-WA5 | 8000000 | TAB-THK-P-4308 | Check the polymer metering pumpseal water Y strainer for
TAB-THK-02 | 12 | Equipment Wear Checks ' Y ' Strainer | TAB-Routine Work Area 5 | TAB-RTE-WA5 | 9000000 | TAB-THK-P-4309 | Check the polymer metering pumpseal water Y strainer for
TAB-THK-02 | 12 | Equipment Wear Checks ' Y ' Strainer | TAB-Routine Work Area 5 | TAB-RTE-WA5 | 10000000 | TAB-THK-P-4310 | Check the polymer metering pumpseal water Y strainer for
TAB-THK-02 | 12 | Equipment Wear Checks ' Y ' Strainer | TAB-Routine Work Area 5 | TAB-RTE-WA5 | 11000000 | TAB-THK-P-4311 | Check the polymer metering pumpseal water Y strainer for
TAB-THK-02 | 12 | Equipment Wear Checks ' Y ' Strainer | TAB-Routine Work Area 5 | TAB-RTE-WA5 | 12000000 | TAB-THK-P-4312 | Check the polymer metering pumpseal water Y strainer for
TAB-THK-02 | 12 | Equipment Wear Checks ' Y ' Strainer | TAB-Routine Work Area 5 | TAB-RTE-WA5 | 13000000 | TAB-THK-P-4313 | Check the polymer metering pumpseal water Y strainer for
TAB-THK-02 | 15 | Vehicle Weekly Inspection | TAB-Routine Work Area 6 | TAB-RTE-WA6 | 2000000 | TAB-GRK-VEH-378270 | Weekly Inspection of Vehicle for
TAB-THK-02 | 15 | Vehicle Weekly Inspection | TAB-Routine Work Area 6 | TAB-RTE-WA6 | 1000000 | TAB-GRK-VEH-378320 | Weekly Inspection of Vehicle for
TAB-THK-02 | 16 | Floatation Tanks Routine Checks - Weekly | TAB-Routine Work Area 5 | TAB-RTE-WA5 | 1000000 | TAB-THK-T-0100 | Visual Inspection of Chain for
TAB-THK-02 | 16 | Floatation Tanks Routine Checks - Weekly | TAB-Routine Work Area 5 | TAB-RTE-WA5 | 2000000 | TAB-THK-T-0200 | Visual Inspection of Chain for
TAB-THK-02 | 16 | Floatation Tanks Routine Checks - Weekly | TAB-Routine Work Area 5 | TAB-RTE-WA5 | 5000000 | TAB-THK-T-0600 | Visual Inspection of Chain for
TAB-THK-02 | 16 | Floatation Tanks Routine Checks - Weekly | TAB-Routine Work Area 5 | TAB-RTE-WA5 | 3000000 | TAB-THK-T-0300 | Visual Inspection of Chain for
TAB-THK-02 | 16 | Floatation Tanks Routine Checks - Weekly | TAB-Routine Work Area 5 | TAB-RTE-WA5 | 7000000 | TAB-THK-T-0800 | Visual Inspection of Chain for
TAB-THK-02 | 16 | Floatation Tanks Routine Checks - Weekly | TAB-Routine Work Area 5 | TAB-RTE-WA5 | 4000000 | TAB-THK-T-0500 | Visual Inspection of Chain for
TAB-THK-02 | 16 | Floatation Tanks Routine Checks - Weekly | TAB-Routine Work Area 5 | TAB-RTE-WA5 | 6000000 | TAB-THK-T-0700 | Visual Inspection of Chain for
TAB-THK-03 | 2 | EICT Equipment Checks, Polymer Mixing Tank- 6 Months | Dry Polymer Feed Preparation System | TAB-THK-MX | 1000000 | TAB-THK-MEQ-4012 | Check the dry polymer feed auger fail safe shutdown circuit
TAB-THK-03 | 2 | EICT Equipment Checks, Polymer Mixing Tank- 6 Months | Dry Polymer Feed Preparation System | TAB-THK-MX | 2000000 | TAB-THK-MEQ-4022 | Check the dry polymer feed auger fail safe shutdown circuit
TAB-THK-03 | 2 | EICT Equipment Checks, Polymer Mixing Tank- 6 Months | Dry Polymer Feed Preparation System | TAB-THK-MX | 3000000 | TAB-THK-MEQ-4032 | Check the dry polymer feed auger fail safe shutdown circuit
TAB-THK-03 | 2 | EICT Equipment Checks, Polymer Mixing Tank- 6 Months | Mixed Polymer Solution Day Tanks | TAB-THK-T-PYS | 1000000 | TAB-THK-LIT-4210 | Check the polymer day tank level indicating transmitter sensor for
TAB-THK-03 | 2 | EICT Equipment Checks, Polymer Mixing Tank- 6 Months | Mixed Polymer Solution Day Tanks | TAB-THK-T-PYS | 2000000 | TAB-THK-LIT-4220 | Check the polymer day tank level indicating transmitter sensor for
TAB-THK-03 | 3 | EICT Equipment Checks, Supernant Recirculating Pump- 6 Months | TAB-Routine Work Area 5 | TAB-RTE-WA5 | 1000000 | TAB-THK-P-0105 | Performance check on the dissolved air floatation DAF tank subnatant recirculating pump
TAB-THK-03 | 3 | EICT Equipment Checks, Supernant Recirculating Pump- 6 Months | TAB-Routine Work Area 5 | TAB-RTE-WA5 | 2000000 | TAB-THK-P-0205 | Performance check on the dissolved air floatation DAF tank subnatant recirculating pump
TAB-THK-03 | 3 | EICT Equipment Checks, Supernant Recirculating Pump- 6 Months | TAB-Routine Work Area 5 | TAB-RTE-WA5 | 5000000 | TAB-THK-P-0505 | Performance check on the dissolved air floatation DAF tank subnatant recirculating pump
TAB-THK-03 | 3 | EICT Equipment Checks, Supernant Recirculating Pump- 6 Months | TAB-Routine Work Area 5 | TAB-RTE-WA5 | 3000000 | TAB-THK-P-0305 | Performance check on the dissolved air floatation DAF tank subnatant recirculating pump
TAB-THK-03 | 3 | EICT Equipment Checks, Supernant Recirculating Pump- 6 Months | TAB-Routine Work Area 5 | TAB-RTE-WA5 | 7000000 | TAB-THK-P-0705 | Performance check on the dissolved air floatation DAF tank subnatant recirculating pump
TAB-THK-03 | 3 | EICT Equipment Checks, Supernant Recirculating Pump- 6 Months | TAB-Routine Work Area 5 | TAB-RTE-WA5 | 4000000 | TAB-THK-P-0405 | Performance check on the dissolved air floatation DAF tank subnatant recirculating pump
TAB-THK-03 | 3 | EICT Equipment Checks, Supernant Recirculating Pump- 6 Months | TAB-Routine Work Area 5 | TAB-RTE-WA5 | 6000000 | TAB-THK-P-0605 | Performance check on the dissolved air floatation DAF tank subnatant recirculating pump
TAB-THK-03 | 3 | EICT Equipment Checks, Supernant Recirculating Pump- 6 Months | TAB-Routine Work Area 5 | TAB-RTE-WA5 | 8000000 | TAB-THK-P-0805 | Performance check on the dissolved air floatation DAF tank subnatant recirculating pump
TAB-THK-03 | 13 | DAF Tanks Level Transmitter Inspections - Weekly | TAB-Routine Work Area 5 | TAB-RTE-WA5 | 1000000 | TAB-THK-LIT-0100 | Check clean and verify DAF Tank Level Transmitter
TAB-THK-03 | 13 | DAF Tanks Level Transmitter Inspections - Weekly | TAB-Routine Work Area 5 | TAB-RTE-WA5 | 5000000 | TAB-THK-LIT-0500 | Check clean and verify DAF Tank Level Transmitter
TAB-THK-03 | 13 | DAF Tanks Level Transmitter Inspections - Weekly | TAB-Routine Work Area 5 | TAB-RTE-WA5 | 2000000 | TAB-THK-LIT-0200 | Check clean and verify DAF Tank Level Transmitter
TAB-THK-03 | 13 | DAF Tanks Level Transmitter Inspections - Weekly | TAB-Routine Work Area 5 | TAB-RTE-WA5 | 7000000 | TAB-THK-LIT-0700 | Check clean and verify DAF Tank Level Transmitter
TAB-THK-03 | 13 | DAF Tanks Level Transmitter Inspections - Weekly | TAB-Routine Work Area 5 | TAB-RTE-WA5 | 3000000 | TAB-THK-LIT-0300 | Check clean and verify DAF Tank Level Transmitter
TAB-THK-03 | 13 | DAF Tanks Level Transmitter Inspections - Weekly | TAB-Routine Work Area 5 | TAB-RTE-WA5 | 8000000 | TAB-THK-LIT-0800 | Check clean and verify DAF Tank Level Transmitter
TAB-THK-03 | 13 | DAF Tanks Level Transmitter Inspections - Weekly | TAB-Routine Work Area 5 | TAB-RTE-WA5 | 4000000 | TAB-THK-LIT-0400 | Check clean and verify DAF Tank Level Transmitter
TAB-THK-03 | 13 | DAF Tanks Level Transmitter Inspections - Weekly | TAB-Routine Work Area 5 | TAB-RTE-WA5 | 6000000 | TAB-THK-LIT-0600 | Check clean and verify DAF Tank Level Transmitter
TAB-THK-03 | 14 | Polymer Tanks Level Transmitter Inspections - Weekly | TAB-Routine Work Area 5 | TAB-RTE-WA5 | 1000000 | TAB-THK-LIT-4110 | Check clean and verify Polymer tanks Level Transmitter
TAB-THK-03 | 14 | Polymer Tanks Level Transmitter Inspections - Weekly | TAB-Routine Work Area 5 | TAB-RTE-WA5 | 2000000 | TAB-THK-LIT-4120 | Check clean and verify Polymer tanks Level Transmitter
TAB-THK-03 | 14 | Polymer Tanks Level Transmitter Inspections - Weekly | TAB-Routine Work Area 5 | TAB-RTE-WA5 | 3000000 | TAB-THK-LIT-4130 | Check clean and verify Polymer tanks Level Transmitter
TAB-THK-03 | 14 | Polymer Tanks Level Transmitter Inspections - Weekly | TAB-Routine Work Area 5 | TAB-RTE-WA5 | 4000000 | TAB-THK-LIT-4210 | Check clean and verify Polymer tanks Level Transmitter
TAB-THK-03 | 14 | Polymer Tanks Level Transmitter Inspections - Weekly | TAB-Routine Work Area 5 | TAB-RTE-WA5 | 5000000 | TAB-THK-LIT-4220 | Check clean and verify Polymer tanks Level Transmitter
TAB-THK-03 | 15 | TWAS Recycling Pumps Pressure Tansmitter Inspections - Weekly | TAB-Routine Work Area 5 | TAB-RTE-WA5 | 1000000 | TAB-THK-PIT-0105B | Check clean and verify Pressure Transmitter
TAB-THK-03 | 15 | TWAS Recycling Pumps Pressure Tansmitter Inspections - Weekly | TAB-Routine Work Area 5 | TAB-RTE-WA5 | 8000000 | TAB-THK-PIT-0805B | Check clean and verify Pressure Transmitter
TAB-THK-03 | 15 | TWAS Recycling Pumps Pressure Tansmitter Inspections - Weekly | TAB-Routine Work Area 5 | TAB-RTE-WA5 | 2000000 | TAB-THK-PIT-0205B | Check clean and verify Pressure Transmitter
TAB-THK-03 | 15 | TWAS Recycling Pumps Pressure Tansmitter Inspections - Weekly | TAB-Routine Work Area 5 | TAB-RTE-WA5 | 3000000 | TAB-THK-PIT-0305B | Check clean and verify Pressure Transmitter
TAB-THK-03 | 15 | TWAS Recycling Pumps Pressure Tansmitter Inspections - Weekly | TAB-Routine Work Area 5 | TAB-RTE-WA5 | 4000000 | TAB-THK-PIT-0405B | Check clean and verify Pressure Transmitter
TAB-THK-03 | 15 | TWAS Recycling Pumps Pressure Tansmitter Inspections - Weekly | TAB-Routine Work Area 5 | TAB-RTE-WA5 | 5000000 | TAB-THK-PIT-0505B | Check clean and verify Pressure Transmitter
TAB-THK-03 | 15 | TWAS Recycling Pumps Pressure Tansmitter Inspections - Weekly | TAB-Routine Work Area 5 | TAB-RTE-WA5 | 6000000 | TAB-THK-PIT-0605B | Check clean and verify Pressure Transmitter
TAB-THK-03 | 15 | TWAS Recycling Pumps Pressure Tansmitter Inspections - Weekly | TAB-Routine Work Area 5 | TAB-RTE-WA5 | 7000000 | TAB-THK-PIT-0705B | Check clean and verify Pressure Transmitter
TAB-VAC-PM | 3 | Vacuum truck unloading bay Davit Lubrication- 6 monthly | TAB-Routine Work Area 1 | TAB-RTE-WA1 | 1000000 | TAB-PLT-CRN-5590 | Vacuum truck unloading bay Davit Lubrication 6 monthly for
TAB-VAC-PM | 3 | Vacuum truck unloading bay Davit Lubrication- 6 monthly | TAB-Routine Work Area 1 | TAB-RTE-WA1 | 2000000 | TAB-PLT-CRN-5591 | Vacuum truck unloading bay Davit Lubrication 6 monthly for
TAB-VAC-PM | 6 | Valve lubrication- 6 monthly | TAB-Routine Work Area 1 | TAB-RTE-WA1 | 2000000 | TAB-PLT-V-5591 | Valve lubrication 6 monthly for
TAB-VAC-PM | 6 | Valve lubrication- 6 monthly | TAB-Routine Work Area 1 | TAB-RTE-WA1 | 1000000 | TAB-PLT-V-5590 | Valve lubrication 6 monthly for
TAB-VAC-PM | 6 | Valve lubrication- 6 monthly | TAB-Routine Work Area 1 | TAB-RTE-WA1 | 4000000 | TAB-PLT-V-5594 | Valve lubrication 6 monthly for
TAB-VAC-PM | 6 | Valve lubrication- 6 monthly | TAB-Routine Work Area 1 | TAB-RTE-WA1 | 3000000 | TAB-PLT-V-5592 | Valve lubrication 6 monthly for
TAB-WGB-01 | 2 | Valve Inspection - Every 20,000 cycles | TAB-Routine Work Area 6 | TAB-RTE-WA6 | 4000000 | TAB-RTE-WA6 | Visual Inspection of Valve for
TAB-WGB-01 | 2 | Valve Inspection - Every 20,000 cycles | TAB-Routine Work Area 6 | TAB-RTE-WA6 | 1000000 | TAB-RTE-WA6 | Visual Inspection of Valve for
TAB-WGB-01 | 2 | Valve Inspection - Every 20,000 cycles | TAB-Routine Work Area 6 | TAB-RTE-WA6 | 7000000 | TAB-RTE-WA6 | Visual Inspection of Valve for
TAB-WGB-01 | 2 | Valve Inspection - Every 20,000 cycles | TAB-Routine Work Area 6 | TAB-RTE-WA6 | 2000000 | TAB-RTE-WA6 | Visual Inspection of Valve for
TAB-WGB-01 | 2 | Valve Inspection - Every 20,000 cycles | TAB-Routine Work Area 6 | TAB-RTE-WA6 | 8000000 | TAB-RTE-WA6 | Visual Inspection of Valve for
TAB-WGB-01 | 2 | Valve Inspection - Every 20,000 cycles | TAB-Routine Work Area 6 | TAB-RTE-WA6 | 3000000 | TAB-RTE-WA6 | Visual Inspection of Valve for
TAB-WGB-01 | 2 | Valve Inspection - Every 20,000 cycles | TAB-Routine Work Area 6 | TAB-RTE-WA6 | 9000000 | TAB-RTE-WA6 | Visual Inspection of Valve for
TAB-WGB-01 | 2 | Valve Inspection - Every 20,000 cycles | TAB-Routine Work Area 6 | TAB-RTE-WA6 | 5000000 | TAB-RTE-WA6 | Visual Inspection of Valve for
TAB-WGB-01 | 2 | Valve Inspection - Every 20,000 cycles | TAB-Routine Work Area 6 | TAB-RTE-WA6 | 10000000 | TAB-RTE-WA6 | Visual Inspection of Valve for
TAB-WGB-01 | 2 | Valve Inspection - Every 20,000 cycles | TAB-Routine Work Area 6 | TAB-RTE-WA6 | 6000000 | TAB-RTE-WA6 | Visual Inspection of Valve for
TAB-WGB-01 | 2 | Valve Inspection - Every 20,000 cycles | TAB-Routine Work Area 6 | TAB-RTE-WA6 | 17000000 | TAB-RTE-WA6 | Visual Inspection of Valve for
TAB-WGB-01 | 2 | Valve Inspection - Every 20,000 cycles | TAB-Routine Work Area 6 | TAB-RTE-WA6 | 11000000 | TAB-RTE-WA6 | Visual Inspection of Valve for
TAB-WGB-01 | 2 | Valve Inspection - Every 20,000 cycles | TAB-Routine Work Area 6 | TAB-RTE-WA6 | 18000000 | TAB-RTE-WA6 | Visual Inspection of Valve for
TAB-WGB-01 | 2 | Valve Inspection - Every 20,000 cycles | TAB-Routine Work Area 6 | TAB-RTE-WA6 | 12000000 | TAB-RTE-WA6 | Visual Inspection of Valve for
TAB-WGB-01 | 2 | Valve Inspection - Every 20,000 cycles | TAB-Routine Work Area 6 | TAB-RTE-WA6 | 19000000 | TAB-RTE-WA6 | Visual Inspection of Valve for
TAB-WGB-01 | 2 | Valve Inspection - Every 20,000 cycles | TAB-Routine Work Area 6 | TAB-RTE-WA6 | 13000000 | TAB-RTE-WA6 | Visual Inspection of Valve for
TAB-WGB-01 | 2 | Valve Inspection - Every 20,000 cycles | TAB-Routine Work Area 6 | TAB-RTE-WA6 | 20000000 | TAB-RTE-WA6 | Visual Inspection of Valve for
TAB-WGB-01 | 2 | Valve Inspection - Every 20,000 cycles | TAB-Routine Work Area 6 | TAB-RTE-WA6 | 14000000 | TAB-RTE-WA6 | Visual Inspection of Valve for
TAB-WGB-01 | 2 | Valve Inspection - Every 20,000 cycles | TAB-Routine Work Area 6 | TAB-RTE-WA6 | 24000000 | TAB-RTE-WA6 | Visual Inspection of Valve for
TAB-WGB-01 | 2 | Valve Inspection - Every 20,000 cycles | TAB-Routine Work Area 6 | TAB-RTE-WA6 | 15000000 | TAB-RTE-WA6 | Visual Inspection of Valve for
TAB-WGB-01 | 2 | Valve Inspection - Every 20,000 cycles | TAB-Routine Work Area 6 | TAB-RTE-WA6 | 26000000 | TAB-RTE-WA6 | Visual Inspection of Valve for
TAB-WGB-01 | 2 | Valve Inspection - Every 20,000 cycles | TAB-Routine Work Area 6 | TAB-RTE-WA6 | 16000000 | TAB-RTE-WA6 | Visual Inspection of Valve for
TAB-WGB-01 | 2 | Valve Inspection - Every 20,000 cycles | TAB-Routine Work Area 6 | TAB-RTE-WA6 | 28000000 | TAB-RTE-WA6 | Visual Inspection of Valve for
TAB-WGB-01 | 2 | Valve Inspection - Every 20,000 cycles | TAB-Routine Work Area 6 | TAB-RTE-WA6 | 21000000 | TAB-RTE-WA6 | Visual Inspection of Valve for
TAB-WGB-01 | 2 | Valve Inspection - Every 20,000 cycles | TAB-Routine Work Area 6 | TAB-RTE-WA6 | 33000000 | TAB-RTE-WA6 | Visual Inspection of Valve for
TAB-WGB-01 | 2 | Valve Inspection - Every 20,000 cycles | TAB-Routine Work Area 6 | TAB-RTE-WA6 | 22000000 | TAB-RTE-WA6 | Visual Inspection of Valve for
TAB-WGB-01 | 2 | Valve Inspection - Every 20,000 cycles | TAB-Routine Work Area 6 | TAB-RTE-WA6 | 34000000 | TAB-RTE-WA6 | Visual Inspection of Valve for
TAB-WGB-01 | 2 | Valve Inspection - Every 20,000 cycles | TAB-Routine Work Area 6 | TAB-RTE-WA6 | 23000000 | TAB-RTE-WA6 | Visual Inspection of Valve for
TAB-WGB-01 | 2 | Valve Inspection - Every 20,000 cycles | TAB-Routine Work Area 6 | TAB-RTE-WA6 | 35000000 | TAB-RTE-WA6 | Visual Inspection of Valve for
TAB-WGB-01 | 2 | Valve Inspection - Every 20,000 cycles | TAB-Routine Work Area 6 | TAB-RTE-WA6 | 25000000 | TAB-RTE-WA6 | Visual Inspection of Valve for
TAB-WGB-01 | 2 | Valve Inspection - Every 20,000 cycles | TAB-Routine Work Area 6 | TAB-RTE-WA6 | 37000000 | TAB-RTE-WA6 | Visual Inspection of Valve for
TAB-WGB-01 | 2 | Valve Inspection - Every 20,000 cycles | TAB-Routine Work Area 6 | TAB-RTE-WA6 | 27000000 | TAB-RTE-WA6 | Visual Inspection of Valve for
TAB-WGB-01 | 2 | Valve Inspection - Every 20,000 cycles | TAB-Routine Work Area 6 | TAB-RTE-WA6 | 38000000 | TAB-RTE-WA6 | Visual Inspection of Valve for
TAB-WGB-01 | 2 | Valve Inspection - Every 20,000 cycles | TAB-Routine Work Area 6 | TAB-RTE-WA6 | 29000000 | TAB-RTE-WA6 | Visual Inspection of Valve for
TAB-WGB-01 | 2 | Valve Inspection - Every 20,000 cycles | TAB-Routine Work Area 6 | TAB-RTE-WA6 | 40000000 | TAB-RTE-WA6 | Visual Inspection of Valve for
TAB-WGB-01 | 2 | Valve Inspection - Every 20,000 cycles | TAB-Routine Work Area 6 | TAB-RTE-WA6 | 30000000 | TAB-RTE-WA6 | Visual Inspection of Valve for
TAB-WGB-01 | 2 | Valve Inspection - Every 20,000 cycles | TAB-Routine Work Area 6 | TAB-RTE-WA6 | 41000000 | TAB-RTE-WA6 | Visual Inspection of Valve for
TAB-WGB-01 | 2 | Valve Inspection - Every 20,000 cycles | TAB-Routine Work Area 6 | TAB-RTE-WA6 | 31000000 | TAB-RTE-WA6 | Visual Inspection of Valve for
TAB-WGB-01 | 2 | Valve Inspection - Every 20,000 cycles | TAB-Routine Work Area 6 | TAB-RTE-WA6 | 42000000 | TAB-RTE-WA6 | Visual Inspection of Valve for
TAB-WGB-01 | 2 | Valve Inspection - Every 20,000 cycles | TAB-Routine Work Area 6 | TAB-RTE-WA6 | 32000000 | TAB-RTE-WA6 | Visual Inspection of Valve for
TAB-WGB-01 | 2 | Valve Inspection - Every 20,000 cycles | TAB-Routine Work Area 6 | TAB-RTE-WA6 | 43000000 | TAB-RTE-WA6 | Visual Inspection of Valve for
TAB-WGB-01 | 2 | Valve Inspection - Every 20,000 cycles | TAB-Routine Work Area 6 | TAB-RTE-WA6 | 36000000 | TAB-RTE-WA6 | Visual Inspection of Valve for
TAB-WGB-01 | 2 | Valve Inspection - Every 20,000 cycles | TAB-Routine Work Area 6 | TAB-RTE-WA6 | 44000000 | TAB-RTE-WA6 | Visual Inspection of Valve for
TAB-WGB-01 | 2 | Valve Inspection - Every 20,000 cycles | TAB-Routine Work Area 6 | TAB-RTE-WA6 | 39000000 | TAB-RTE-WA6 | Visual Inspection of Valve for
TAB-WGB-01 | 2 | Valve Inspection - Every 20,000 cycles | TAB-Routine Work Area 6 | TAB-RTE-WA6 | 45000000 | TAB-RTE-WA6 | Visual Inspection of Valve for
TAB-WGB-01 | 2 | Valve Inspection - Every 20,000 cycles | TAB-Routine Work Area 6 | TAB-RTE-WA6 | 47000000 | TAB-RTE-WA6 | Visual Inspection of Valve for
TAB-WGB-01 | 2 | Valve Inspection - Every 20,000 cycles | TAB-Routine Work Area 6 | TAB-RTE-WA6 | 46000000 | TAB-RTE-WA6 | Visual Inspection of Valve for
TAB-WGB-01 | 2 | Valve Inspection - Every 20,000 cycles | TAB-Routine Work Area 6 | TAB-RTE-WA6 | 50000000 | TAB-RTE-WA6 | Visual Inspection of Valve for
TAB-WGB-01 | 2 | Valve Inspection - Every 20,000 cycles | TAB-Routine Work Area 6 | TAB-RTE-WA6 | 48000000 | TAB-RTE-WA6 | Visual Inspection of Valve for
TAB-WGB-01 | 2 | Valve Inspection - Every 20,000 cycles | TAB-Routine Work Area 6 | TAB-RTE-WA6 | 51000000 | TAB-RTE-WA6 | Visual Inspection of Valve for
TAB-WGB-01 | 2 | Valve Inspection - Every 20,000 cycles | TAB-Routine Work Area 6 | TAB-RTE-WA6 | 49000000 | TAB-RTE-WA6 | Visual Inspection of Valve for
TAB-WGB-01 | 2 | Valve Inspection - Every 20,000 cycles | TAB-Routine Work Area 6 | TAB-RTE-WA6 | 53000000 | TAB-RTE-WA6 | Visual Inspection of Valve for
TAB-WGB-01 | 2 | Valve Inspection - Every 20,000 cycles | TAB-Routine Work Area 6 | TAB-RTE-WA6 | 52000000 | TAB-RTE-WA6 | Visual Inspection of Valve for
TAB-WGB-01 | 2 | Valve Inspection - Every 20,000 cycles | TAB-Routine Work Area 6 | TAB-RTE-WA6 | 54000000 | TAB-RTE-WA6 | Visual Inspection of Valve for
TAB-WGB-01 | 2 | Valve Inspection - Every 20,000 cycles | TAB-Routine Work Area 6 | TAB-RTE-WA6 | 55000000 | TAB-RTE-WA6 | Visual Inspection of Valve for
TAB-WGB-01 | 2 | Valve Inspection - Every 20,000 cycles | TAB-Routine Work Area 6 | TAB-RTE-WA6 | 57000000 | TAB-RTE-WA6 | Visual Inspection of Valve for
TAB-WGB-01 | 2 | Valve Inspection - Every 20,000 cycles | TAB-Routine Work Area 6 | TAB-RTE-WA6 | 56000000 | TAB-RTE-WA6 | Visual Inspection of Valve for
TAB-WGB-01 | 2 | Valve Inspection - Every 20,000 cycles | TAB-Routine Work Area 6 | TAB-RTE-WA6 | 60000000 | TAB-RTE-WA6 | Visual Inspection of Valve for
TAB-WGB-01 | 2 | Valve Inspection - Every 20,000 cycles | TAB-Routine Work Area 6 | TAB-RTE-WA6 | 58000000 | TAB-RTE-WA6 | Visual Inspection of Valve for
TAB-WGB-01 | 2 | Valve Inspection - Every 20,000 cycles | TAB-Routine Work Area 6 | TAB-RTE-WA6 | 61000000 | TAB-RTE-WA6 | Visual Inspection of Valve for
TAB-WGB-01 | 2 | Valve Inspection - Every 20,000 cycles | TAB-Routine Work Area 6 | TAB-RTE-WA6 | 59000000 | TAB-RTE-WA6 | Visual Inspection of Valve for
TAB-WGB-01 | 2 | Valve Inspection - Every 20,000 cycles | TAB-Routine Work Area 6 | TAB-RTE-WA6 | 62000000 | TAB-RTE-WA6 | Visual Inspection of Valve for
TAB-WGB-01 | 2 | Valve Inspection - Every 20,000 cycles | TAB-Routine Work Area 6 | TAB-RTE-WA6 | 67000000 | TAB-RTE-WA6 | Visual Inspection of Valve for
TAB-WGB-01 | 2 | Valve Inspection - Every 20,000 cycles | TAB-Routine Work Area 6 | TAB-RTE-WA6 | 63000000 | TAB-RTE-WA6 | Visual Inspection of Valve for
TAB-WGB-01 | 2 | Valve Inspection - Every 20,000 cycles | TAB-Routine Work Area 6 | TAB-RTE-WA6 | 69000000 | TAB-RTE-WA6 | Visual Inspection of Valve for
TAB-WGB-01 | 2 | Valve Inspection - Every 20,000 cycles | TAB-Routine Work Area 6 | TAB-RTE-WA6 | 64000000 | TAB-RTE-WA6 | Visual Inspection of Valve for
TAB-WGB-01 | 2 | Valve Inspection - Every 20,000 cycles | TAB-Routine Work Area 6 | TAB-RTE-WA6 | 71000000 | TAB-RTE-WA6 | Visual Inspection of Valve for
TAB-WGB-01 | 2 | Valve Inspection - Every 20,000 cycles | TAB-Routine Work Area 6 | TAB-RTE-WA6 | 65000000 | TAB-RTE-WA6 | Visual Inspection of Valve for
TAB-WGB-01 | 2 | Valve Inspection - Every 20,000 cycles | TAB-Routine Work Area 6 | TAB-RTE-WA6 | 66000000 | TAB-RTE-WA6 | Visual Inspection of Valve for
TAB-WGB-01 | 2 | Valve Inspection - Every 20,000 cycles | TAB-Routine Work Area 6 | TAB-RTE-WA6 | 68000000 | TAB-RTE-WA6 | Visual Inspection of Valve for
TAB-WGB-01 | 2 | Valve Inspection - Every 20,000 cycles | TAB-Routine Work Area 6 | TAB-RTE-WA6 | 70000000 | TAB-RTE-WA6 | Visual Inspection of Valve for
TAB-WGB-01 | 2 | Valve Inspection - Every 20,000 cycles | TAB-Routine Work Area 6 | TAB-RTE-WA6 | 72000000 | TAB-RTE-WA6 | Visual Inspection of Valve for
TAB-WGB-02 | 3 | Valve, Pressure Regulator Inspection - 3 Months | TAB-Routine Work Area 6 | TAB-RTE-WA6 | 1000000 | TAB-RTE-WA6 | Inspection of Valve Pressure Regulator 3 Month for
TAB-WGB-02 | 3 | Valve, Pressure Regulator Inspection - 3 Months | TAB-Routine Work Area 6 | TAB-RTE-WA6 | 4000000 | TAB-RTE-WA6 | Inspection of Valve Pressure Regulator 3 Month for
TAB-WGB-02 | 3 | Valve, Pressure Regulator Inspection - 3 Months | TAB-Routine Work Area 6 | TAB-RTE-WA6 | 2000000 | TAB-RTE-WA6 | Inspection of Valve Pressure Regulator 3 Month for
TAB-WGB-02 | 3 | Valve, Pressure Regulator Inspection - 3 Months | TAB-Routine Work Area 6 | TAB-RTE-WA6 | 5000000 | TAB-RTE-WA6 | Inspection of Valve Pressure Regulator 3 Month for
TAB-WGB-02 | 3 | Valve, Pressure Regulator Inspection - 3 Months | TAB-Routine Work Area 6 | TAB-RTE-WA6 | 3000000 | TAB-RTE-WA6 | Inspection of Valve Pressure Regulator 3 Month for
TAB-WGB-02 | 5 | Pump Inspection - 6 Months | TAB-Routine Work Area 6 | TAB-RTE-WA6 | 1000000 | TAB-RTE-WA6 | Inspect Pump for
TAB-WGB-02 | 5 | Pump Inspection - 6 Months | TAB-Routine Work Area 6 | TAB-RTE-WA6 | 2000000 | TAB-RTE-WA6 | Inspect Pump for
TAB-WGB-02 | 5 | Pump Inspection - 6 Months | TAB-Routine Work Area 6 | TAB-RTE-WA6 | 4000000 | TAB-RTE-WA6 | Inspect Pump for
TAB-WGB-02 | 5 | Pump Inspection - 6 Months | TAB-Routine Work Area 6 | TAB-RTE-WA6 | 3000000 | TAB-RTE-WA6 | Inspect Pump for
TAB-WGB-02 | 5 | Pump Inspection - 6 Months | TAB-Routine Work Area 6 | TAB-RTE-WA6 | 5000000 | TAB-RTE-WA6 | Inspect Pump for
TABDIGG-02 | 13 | Replace the Digester Gas Compressor Pressure Relief Valve with calibrated spare- 5 Years (2 Millwrights) | Compressor #1, Digester Gas | TAB-DIG-C-6140 | 4000000 | TAB-DIG-C-6140 | Replace the digester gas pressure relief valve with calibrated spare for
TABDIGG-02 | 13 | Replace the Digester Gas Compressor Pressure Relief Valve with calibrated spare- 5 Years (2 Millwrights) | Compressor #1, Digester Gas | TAB-DIG-C-6140 | 1000000 | TAB-DIG-C-6140 | Replace the digester gas pressure relief valve with calibrated spare for
TABDIGG-02 | 13 | Replace the Digester Gas Compressor Pressure Relief Valve with calibrated spare- 5 Years (2 Millwrights) | Compressor #1, Digester Gas | TAB-DIG-C-6140 | 5000000 | TAB-DIG-C-6140 | Replace the digester gas pressure relief valve with calibrated spare for
TABDIGG-02 | 13 | Replace the Digester Gas Compressor Pressure Relief Valve with calibrated spare- 5 Years (2 Millwrights) | Compressor #1, Digester Gas | TAB-DIG-C-6140 | 2000000 | TAB-DIG-C-6140 | Replace the digester gas pressure relief valve with calibrated spare for
TABDIGG-02 | 13 | Replace the Digester Gas Compressor Pressure Relief Valve with calibrated spare- 5 Years (2 Millwrights) | Compressor #1, Digester Gas | TAB-DIG-C-6140 | 8000000 | TAB-DIG-C-6140 | Replace the digester gas pressure relief valve with calibrated spare for
TABDIGG-02 | 13 | Replace the Digester Gas Compressor Pressure Relief Valve with calibrated spare- 5 Years (2 Millwrights) | Compressor #1, Digester Gas | TAB-DIG-C-6140 | 3000000 | TAB-DIG-C-6140 | Replace the digester gas pressure relief valve with calibrated spare for
TABDIGG-02 | 13 | Replace the Digester Gas Compressor Pressure Relief Valve with calibrated spare- 5 Years (2 Millwrights) | Compressor #1, Digester Gas | TAB-DIG-C-6140 | 6000000 | TAB-DIG-C-6140 | Replace the digester gas pressure relief valve with calibrated spare for
TABDIGG-02 | 13 | Replace the Digester Gas Compressor Pressure Relief Valve with calibrated spare- 5 Years (2 Millwrights) | Compressor #1, Digester Gas | TAB-DIG-C-6140 | 7000000 | TAB-DIG-C-6140 | Replace the digester gas pressure relief valve with calibrated spare for
TABDIGG-02 | 13 | Replace the Digester Gas Compressor Pressure Relief Valve with calibrated spare- 5 Years (2 Millwrights) | Compressor #1, Digester Gas | TAB-DIG-C-6140 | 9000000 | TAB-DIG-C-6140 | Replace the digester gas pressure relief valve with calibrated spare for
TABDIGG-02 | 13 | Replace the Digester Gas Compressor Pressure Relief Valve with calibrated spare- 5 Years (2 Millwrights) | Compressor #1, Digester Gas | TAB-DIG-C-6140 | 10000000 | TAB-DIG-C-6140 | Replace the digester gas pressure relief valve with calibrated spare for
TABDIGG-02 | 13 | Replace the Digester Gas Compressor Pressure Relief Valve with calibrated spare- 5 Years (2 Millwrights) | Compressor #2, Digester Gas | TAB-DIG-C-9713 | 1000000 | TAB-DIG-C-9713 | Replace the digester gas pressure relief valve with calibrated spare for
TABDIGG-02 | 13 | Replace the Digester Gas Compressor Pressure Relief Valve with calibrated spare- 5 Years (2 Millwrights) | Compressor #2, Digester Gas | TAB-DIG-C-9713 | 5000000 | TAB-DIG-C-9713 | Replace the digester gas pressure relief valve with calibrated spare for
TABDIGG-02 | 13 | Replace the Digester Gas Compressor Pressure Relief Valve with calibrated spare- 5 Years (2 Millwrights) | Compressor #2, Digester Gas | TAB-DIG-C-9713 | 6000000 | TAB-DIG-C-9713 | Replace the digester gas pressure relief valve with calibrated spare for
TABDIGG-02 | 13 | Replace the Digester Gas Compressor Pressure Relief Valve with calibrated spare- 5 Years (2 Millwrights) | Compressor #2, Digester Gas | TAB-DIG-C-9713 | 7000000 | TAB-DIG-C-9713 | Replace the digester gas pressure relief valve with calibrated spare for
TABDIGG-02 | 13 | Replace the Digester Gas Compressor Pressure Relief Valve with calibrated spare- 5 Years (2 Millwrights) | Compressor #2, Digester Gas | TAB-DIG-C-9713 | 9000000 | TAB-DIG-C-9713 | Replace the digester gas pressure relief valve with calibrated spare for
TABDIGG-02 | 13 | Replace the Digester Gas Compressor Pressure Relief Valve with calibrated spare- 5 Years (2 Millwrights) | Compressor #2, Digester Gas | TAB-DIG-C-9713 | 2000000 | TAB-DIG-C-9713 | Replace the digester gas pressure relief valve with calibrated spare for
TABDIGG-02 | 13 | Replace the Digester Gas Compressor Pressure Relief Valve with calibrated spare- 5 Years (2 Millwrights) | Compressor #2, Digester Gas | TAB-DIG-C-9713 | 10000000 | TAB-DIG-C-9713 | Replace the digester gas pressure relief valve with calibrated spare for
TABDIGG-02 | 13 | Replace the Digester Gas Compressor Pressure Relief Valve with calibrated spare- 5 Years (2 Millwrights) | Compressor #2, Digester Gas | TAB-DIG-C-9713 | 3000000 | TAB-DIG-C-9713 | Replace the digester gas pressure relief valve with calibrated spare for
TABDIGG-02 | 13 | Replace the Digester Gas Compressor Pressure Relief Valve with calibrated spare- 5 Years (2 Millwrights) | Compressor #2, Digester Gas | TAB-DIG-C-9713 | 4000000 | TAB-DIG-C-9713 | Replace the digester gas pressure relief valve with calibrated spare for
TABDIGG-02 | 13 | Replace the Digester Gas Compressor Pressure Relief Valve with calibrated spare- 5 Years (2 Millwrights) | Compressor #2, Digester Gas | TAB-DIG-C-9713 | 8000000 | TAB-DIG-C-9713 | Replace the digester gas pressure relief valve with calibrated spare for
TABDIGG-02 | 13 | Replace the Digester Gas Compressor Pressure Relief Valve with calibrated spare- 5 Years (2 Millwrights) | Compressor #3, Digester Gas | TAB-DIG-C-9714 | 2000000 | TAB-DIG-C-9714 | Replace the digester gas pressure relief valve with calibrated spare for
TABDIGG-02 | 13 | Replace the Digester Gas Compressor Pressure Relief Valve with calibrated spare- 5 Years (2 Millwrights) | Compressor #3, Digester Gas | TAB-DIG-C-9714 | 5000000 | TAB-DIG-C-9714 | Replace the digester gas pressure relief valve with calibrated spare for
TABDIGG-02 | 13 | Replace the Digester Gas Compressor Pressure Relief Valve with calibrated spare- 5 Years (2 Millwrights) | Compressor #3, Digester Gas | TAB-DIG-C-9714 | 6000000 | TAB-DIG-C-9714 | Replace the digester gas pressure relief valve with calibrated spare for
TABDIGG-02 | 13 | Replace the Digester Gas Compressor Pressure Relief Valve with calibrated spare- 5 Years (2 Millwrights) | Compressor #3, Digester Gas | TAB-DIG-C-9714 | 1000000 | TAB-DIG-C-9714 | Replace the digester gas pressure relief valve with calibrated spare for
TABDIGG-02 | 13 | Replace the Digester Gas Compressor Pressure Relief Valve with calibrated spare- 5 Years (2 Millwrights) | Compressor #3, Digester Gas | TAB-DIG-C-9714 | 8000000 | TAB-DIG-C-9714 | Replace the digester gas pressure relief valve with calibrated spare for
TABDIGG-02 | 13 | Replace the Digester Gas Compressor Pressure Relief Valve with calibrated spare- 5 Years (2 Millwrights) | Compressor #3, Digester Gas | TAB-DIG-C-9714 | 3000000 | TAB-DIG-C-9714 | Replace the digester gas pressure relief valve with calibrated spare for
TABDIGG-02 | 13 | Replace the Digester Gas Compressor Pressure Relief Valve with calibrated spare- 5 Years (2 Millwrights) | Compressor #3, Digester Gas | TAB-DIG-C-9714 | 4000000 | TAB-DIG-C-9714 | Replace the digester gas pressure relief valve with calibrated spare for
TABDIGG-02 | 13 | Replace the Digester Gas Compressor Pressure Relief Valve with calibrated spare- 5 Years (2 Millwrights) | Compressor #3, Digester Gas | TAB-DIG-C-9714 | 7000000 | TAB-DIG-C-9714 | Replace the digester gas pressure relief valve with calibrated spare for
TABDIGG-02 | 13 | Replace the Digester Gas Compressor Pressure Relief Valve with calibrated spare- 5 Years (2 Millwrights) | Compressor #3, Digester Gas | TAB-DIG-C-9714 | 9000000 | TAB-DIG-C-9714 | Replace the digester gas pressure relief valve with calibrated spare for
TABDIGG-02 | 13 | Replace the Digester Gas Compressor Pressure Relief Valve with calibrated spare- 5 Years (2 Millwrights) | Compressor #3, Digester Gas | TAB-DIG-C-9714 | 10000000 | TAB-DIG-C-9714 | Replace the digester gas pressure relief valve with calibrated spare for
TABDIGG-02 | 19 | Lubricate and exercise the digester gas isolation valve, Compressors - 3 Months | Compressor #1,Gas (DX5001A) Digester Tank 19 & 21 | TAB-DIG-C-4190 | 1000000 | TAB-DIG-V-4190B | Lubricate and exercise the digester gas isolation valve for
TABDIGG-02 | 19 | Lubricate and exercise the digester gas isolation valve, Compressors - 3 Months | Compressor #1,Gas (DX5001A) Digester Tank 19 & 21 | TAB-DIG-C-4190 | 2000000 | TAB-DIG-V-4190D | Lubricate and exercise the digester gas isolation valve for
TABDIGG-02 | 19 | Lubricate and exercise the digester gas isolation valve, Compressors - 3 Months | Compressor #1,Gas (DX5001A) Digester Tank 19 & 21 | TAB-DIG-C-4190 | 3000000 | TAB-DIG-V-4190F | Lubricate and exercise the digester gas isolation valve for
TABDIGG-02 | 19 | Lubricate and exercise the digester gas isolation valve, Compressors - 3 Months | Compressor #6, Gas (DX5006A) Digester Tank 20 & 22 | TAB-DIG-C-4220 | 1000000 | TAB-DIG-V-4220B | Lubricate and exercise the digester gas isolation valve for
TABDIGG-02 | 19 | Lubricate and exercise the digester gas isolation valve, Compressors - 3 Months | Compressor #6, Gas (DX5006A) Digester Tank 20 & 22 | TAB-DIG-C-4220 | 2000000 | TAB-DIG-V-4220D | Lubricate and exercise the digester gas isolation valve for
TABDIGG-02 | 19 | Lubricate and exercise the digester gas isolation valve, Compressors - 3 Months | Compressor #6, Gas (DX5006A) Digester Tank 20 & 22 | TAB-DIG-C-4220 | 3000000 | TAB-DIG-V-4220F | Lubricate and exercise the digester gas isolation valve for
TABDIGG-02 | 19 | Lubricate and exercise the digester gas isolation valve, Compressors - 3 Months | Valve,Plug,Inlet 2, Compressor DX2601 | TAB-DIG-V-4130D | 1000000 | TAB-DIG-V-4130D | Lubricate and exercise the digester gas isolation valve for
TABDIGG-02 | 19 | Lubricate and exercise the digester gas isolation valve, Compressors - 3 Months | Valve,Plug,Inlet 2, Compressor DX2601 | TAB-DIG-V-4130D | 2000000 | TAB-DIG-V-4130F | Lubricate and exercise the digester gas isolation valve for
TABDIGG-02 | 19 | Lubricate and exercise the digester gas isolation valve, Compressors - 3 Months | Valve,Plug, Inlet 2, Compressor C4135 | TAB-DIG-V-4135D | 1000000 | TAB-DIG-V-4135 | Lubricate and exercise the digester gas isolation valve for
TABDIGG-02 | 19 | Lubricate and exercise the digester gas isolation valve, Compressors - 3 Months | Valve,Plug, Inlet 2, Compressor C4135 | TAB-DIG-V-4135D | 2000000 | TAB-DIG-V-4135D | Lubricate and exercise the digester gas isolation valve for
TABDIGG-02 | 19 | Lubricate and exercise the digester gas isolation valve, Compressors - 3 Months | Valve,Plug, Inlet 2, Compressor C4135 | TAB-DIG-V-4135D | 3000000 | TAB-DIG-V-4135F | Lubricate and exercise the digester gas isolation valve for
TABDIGG-02 | 19 | Lubricate and exercise the digester gas isolation valve, Compressors - 3 Months | Valve,Plug,Inlet 2, Compressor C4140 | TAB-DIG-V-4140D | 1000000 | TAB-DIG-V-4140D | Lubricate and exercise the digester gas isolation valve for
TABDIGG-02 | 19 | Lubricate and exercise the digester gas isolation valve, Compressors - 3 Months | Valve,Plug,Inlet 2, Compressor C4140 | TAB-DIG-V-4140D | 2000000 | TAB-DIG-V-4140F | Lubricate and exercise the digester gas isolation valve for
TABDIGG-02 | 19 | Lubricate and exercise the digester gas isolation valve, Compressors - 3 Months | Valve,Plug, Inlet 2, Compressor C4145 | TAB-DIG-V-4145D | 1000000 | TAB-DIG-V-4145D | Lubricate and exercise the digester gas isolation valve for
TABDIGG-02 | 19 | Lubricate and exercise the digester gas isolation valve, Compressors - 3 Months | Valve,Plug, Inlet 2, Compressor C4145 | TAB-DIG-V-4145D | 2000000 | TAB-DIG-V-4145F | Lubricate and exercise the digester gas isolation valve for
TABDIGG-02 | 19 | Lubricate and exercise the digester gas isolation valve, Compressors - 3 Months | Valve,Plug, Inlet 2, Compressor C4145 | TAB-DIG-V-4145D | 3000000 | TAB-DIG-V-4146 | Lubricate and exercise the digester gas isolation valve for
TABDIGG-02 | 19 | Lubricate and exercise the digester gas isolation valve, Compressors - 3 Months | Valve,Plug, Inlet 2, Compressor C4145 | TAB-DIG-V-4145D | 5000000 | TAB-DIG-V-4153 | Lubricate and exercise the digester gas isolation valve for
TABDIGG-02 | 19 | Lubricate and exercise the digester gas isolation valve, Compressors - 3 Months | Valve,Plug, Inlet 2, Compressor C4145 | TAB-DIG-V-4145D | 6000000 | TAB-DIG-V-4160D | Lubricate and exercise the digester gas isolation valve for
TABDIGG-02 | 19 | Lubricate and exercise the digester gas isolation valve, Compressors - 3 Months | Valve,Plug, Inlet 2, Compressor C4145 | TAB-DIG-V-4145D | 7000000 | TAB-DIG-V-4160F | Lubricate and exercise the digester gas isolation valve for
TABDIGG-02 | 19 | Lubricate and exercise the digester gas isolation valve, Compressors - 3 Months | Valve,Plug, Inlet 2, Compressor C4145 | TAB-DIG-V-4145D | 8000000 | TAB-DIG-V-4164 | Lubricate and exercise the digester gas isolation valve for
TABDIGG-02 | 19 | Lubricate and exercise the digester gas isolation valve, Compressors - 3 Months | Valve,Plug, Inlet 2, Compressor C4150 | TAB-DIG-V-4150D | 2000000 | TAB-DIG-V-4150F | Lubricate and exercise the digester gas isolation valve for
TABDIGG-02 | 19 | Lubricate and exercise the digester gas isolation valve, Compressors - 3 Months | Valve,Plug, Inlet 2, Compressor C4150 | TAB-DIG-V-4150D | 1000000 | TAB-DIG-V-4150D | Lubricate and exercise the digester gas isolation valve for
TABDIGG-02 | 19 | Lubricate and exercise the digester gas isolation valve, Compressors - 3 Months | Valve,Plug, Inlet 2, Compressor C4160 | TAB-DIG-V-4160D | 1000000 | TAB-DIG-V-4160D | Lubricate and exercise the digester gas isolation valve for
TABDIGG-02 | 19 | Lubricate and exercise the digester gas isolation valve, Compressors - 3 Months | Valve,Plug, Inlet 2, Compressor C4160 | TAB-DIG-V-4160D | 2000000 | TAB-DIG-V-4160F | Lubricate and exercise the digester gas isolation valve for
TABDIGG-02 | 19 | Lubricate and exercise the digester gas isolation valve, Compressors - 3 Months | Valve,Plug, Discharge, Compressor C4190 | TAB-DIG-V-4190B | 2000000 | TAB-DIG-V-4190D | Lubricate and exercise the digester gas isolation valve for
TABDIGG-02 | 19 | Lubricate and exercise the digester gas isolation valve, Compressors - 3 Months | Valve,Plug, Discharge, Compressor C4190 | TAB-DIG-V-4190B | 3000000 | TAB-DIG-V-4190F | Lubricate and exercise the digester gas isolation valve for
TABDIGG-02 | 19 | Lubricate and exercise the digester gas isolation valve, Compressors - 3 Months | Valve,Plug, Discharge, Compressor C4190 | TAB-DIG-V-4190B | 6000000 | TAB-DIG-V-4192 | Lubricate and exercise the digester gas isolation valve for
TABDIGG-02 | 19 | Lubricate and exercise the digester gas isolation valve, Compressors - 3 Months | Valve,Plug, Discharge, Compressor C4190 | TAB-DIG-V-4190B | 7000000 | TAB-DIG-V-4193 | Lubricate and exercise the digester gas isolation valve for
TABDIGG-02 | 19 | Lubricate and exercise the digester gas isolation valve, Compressors - 3 Months | Valve,Plug, Discharge, Compressor C4190 | TAB-DIG-V-4190B | 8000000 | TAB-DIG-V-4195B | Lubricate and exercise the digester gas isolation valve for
TABDIGG-02 | 19 | Lubricate and exercise the digester gas isolation valve, Compressors - 3 Months | Valve,Plug, Discharge, Compressor C4190 | TAB-DIG-V-4190B | 9000000 | TAB-DIG-V-4195D | Lubricate and exercise the digester gas isolation valve for
TABDIGG-02 | 19 | Lubricate and exercise the digester gas isolation valve, Compressors - 3 Months | Valve,Plug, Discharge, Compressor C4190 | TAB-DIG-V-4190B | 10000000 | TAB-DIG-V-4195F | Lubricate and exercise the digester gas isolation valve for
TABDIGG-02 | 19 | Lubricate and exercise the digester gas isolation valve, Compressors - 3 Months | Valve,Plug, Discharge, Compressor C4190 | TAB-DIG-V-4190B | 1000000 | TAB-DIG-V-4190B | Lubricate and exercise the digester gas isolation valve for
TABDIGG-02 | 19 | Lubricate and exercise the digester gas isolation valve, Compressors - 3 Months | Valve,Plug, Discharge, Compressor C4190 | TAB-DIG-V-4190B | 4000000 | TAB-DIG-V-4191 | Lubricate and exercise the digester gas isolation valve for
TABDIGG-02 | 19 | Lubricate and exercise the digester gas isolation valve, Compressors - 3 Months | Valve,Plug, Discharge, Compressor C4190 | TAB-DIG-V-4190B | 5000000 | TAB-DIG-V-4192 | Lubricate and exercise the digester gas isolation valve for
TABDIGG-02 | 19 | Lubricate and exercise the digester gas isolation valve, Compressors - 3 Months | Valve,Plug, Discharge, Compressor C4190 | TAB-DIG-V-4190B | 11000000 | TAB-DIG-V-4200B | Lubricate and exercise the digester gas isolation valve for
TABDIGG-02 | 19 | Lubricate and exercise the digester gas isolation valve, Compressors - 3 Months | Valve,Plug, Inlet Header 1 to Compressors Digester 20&22 | TAB-DIG-V-4201 | 4000000 | TAB-DIG-V-4205B | Lubricate and exercise the digester gas isolation valve for
TABDIGG-02 | 19 | Lubricate and exercise the digester gas isolation valve, Compressors - 3 Months | Valve,Plug, Inlet Header 1 to Compressors Digester 20&22 | TAB-DIG-V-4201 | 7000000 | TAB-DIG-V-4210B | Lubricate and exercise the digester gas isolation valve for
TABDIGG-02 | 19 | Lubricate and exercise the digester gas isolation valve, Compressors - 3 Months | Valve,Plug, Inlet Header 1 to Compressors Digester 20&22 | TAB-DIG-V-4201 | 8000000 | TAB-DIG-V-4210D | Lubricate and exercise the digester gas isolation valve for
TABDIGG-02 | 19 | Lubricate and exercise the digester gas isolation valve, Compressors - 3 Months | Valve,Plug, Inlet Header 1 to Compressors Digester 20&22 | TAB-DIG-V-4201 | 9000000 | TAB-DIG-V-4210F | Lubricate and exercise the digester gas isolation valve for
TABDIGG-02 | 19 | Lubricate and exercise the digester gas isolation valve, Compressors - 3 Months | Valve,Plug, Inlet Header 1 to Compressors Digester 20&22 | TAB-DIG-V-4201 | 1000000 | TAB-DIG-V-4201 | Lubricate and exercise the digester gas isolation valve for
TABDIGG-02 | 19 | Lubricate and exercise the digester gas isolation valve, Compressors - 3 Months | Valve,Plug, Inlet Header 1 to Compressors Digester 20&22 | TAB-DIG-V-4201 | 2000000 | TAB-DIG-V-4202 | Lubricate and exercise the digester gas isolation valve for
TABDIGG-02 | 19 | Lubricate and exercise the digester gas isolation valve, Compressors - 3 Months | Valve,Plug, Inlet Header 1 to Compressors Digester 20&22 | TAB-DIG-V-4201 | 3000000 | TAB-DIG-V-4203 | Lubricate and exercise the digester gas isolation valve for
TABDIGG-02 | 19 | Lubricate and exercise the digester gas isolation valve, Compressors - 3 Months | Valve,Plug, Inlet Header 1 to Compressors Digester 20&22 | TAB-DIG-V-4201 | 5000000 | TAB-DIG-V-4205D | Lubricate and exercise the digester gas isolation valve for
TABDIGG-02 | 19 | Lubricate and exercise the digester gas isolation valve, Compressors - 3 Months | Valve,Plug, Inlet Header 1 to Compressors Digester 20&22 | TAB-DIG-V-4201 | 6000000 | TAB-DIG-V-4205F | Lubricate and exercise the digester gas isolation valve for
TABDIGG-02 | 21 | Exercise the digester gas isolation valve, - 3 Months | Valve, Plug, Isolation, Digester Gas to Hot water boiler | TAB-DIG-V-9001 | 1000000 | TAB-DIG-V-9001 | Exercise the digester gas isolation valve for
TABDIGG-02 | 21 | Exercise the digester gas isolation valve, - 3 Months | Valve, Plug, Isolation, Digester Gas to Hot water boiler | TAB-DIG-V-9001 | 2000000 | TAB-DIG-V-9003 | Exercise the digester gas isolation valve for
TABDIGG-02 | 21 | Exercise the digester gas isolation valve, - 3 Months | Valve, Plug, Isolation, Digester Gas to Hot water boiler | TAB-DIG-V-9001 | 3000000 | TAB-DIG-V-9004 | Exercise the digester gas isolation valve for
TABDIGG-02 | 21 | Exercise the digester gas isolation valve, - 3 Months | Valve, Plug, Isolation, Digester Gas to Hot water boiler | TAB-DIG-V-9001 | 5000000 | TAB-DIG-V-9007 | Exercise the digester gas isolation valve for
TABDIGG-02 | 21 | Exercise the digester gas isolation valve, - 3 Months | Valve, Plug, Isolation, Digester Gas to Hot water boiler | TAB-DIG-V-9001 | 4000000 | TAB-DIG-V-9006 | Exercise the digester gas isolation valve for
TABDIGG-02 | 21 | Exercise the digester gas isolation valve, - 3 Months | Valve, Plug, Isolation, Digester Gas to Hot water boiler | TAB-DIG-V-9001 | 6000000 | TAB-DIG-V-9008 | Exercise the digester gas isolation valve for
TABDIGG-02 | 21 | Exercise the digester gas isolation valve, - 3 Months | Valve, Plug, Isolation, Digester Gas to Hot water boiler | TAB-DIG-V-9001 | 7000000 | TAB-DIG-V-9009 | Exercise the digester gas isolation valve for
TABDIGG-02 | 21 | Exercise the digester gas isolation valve, - 3 Months | Valve, Plug, Isolation, Digester Gas to Hot water boiler | TAB-DIG-V-9001 | 8000000 | TAB-DIG-V-9010 | Exercise the digester gas isolation valve for
TABDIGG-02 | 26 | Hydramotor Safety Shutoff valve Excercise- Quarterly | TAB-Routine Work Area 6 | TAB-RTE-WA6 | 2000000 | TAB-DIG-V-6135 | Hydramotor Safety Shutoff valve Excercise Quarterly for
TABDIGG-02 | 26 | Hydramotor Safety Shutoff valve Excercise- Quarterly | TAB-Routine Work Area 6 | TAB-RTE-WA6 | 1000000 | TAB-DIG-V-6134 | Hydramotor Safety Shutoff valve Excercise Quarterly for
TABDIGG-02 | 26 | Hydramotor Safety Shutoff valve Excercise- Quarterly | TAB-Routine Work Area 6 | TAB-RTE-WA6 | 3000000 | TAB-DIG-V-6234 | Hydramotor Safety Shutoff valve Excercise Quarterly for
TABDIGG-02 | 26 | Hydramotor Safety Shutoff valve Excercise- Quarterly | TAB-Routine Work Area 6 | TAB-RTE-WA6 | 5000000 | TAB-DIG-V-6334 | Hydramotor Safety Shutoff valve Excercise Quarterly for
TABDIGG-02 | 26 | Hydramotor Safety Shutoff valve Excercise- Quarterly | TAB-Routine Work Area 6 | TAB-RTE-WA6 | 4000000 | TAB-DIG-V-6235 | Hydramotor Safety Shutoff valve Excercise Quarterly for
TABDIGG-02 | 26 | Hydramotor Safety Shutoff valve Excercise- Quarterly | TAB-Routine Work Area 6 | TAB-RTE-WA6 | 6000000 | TAB-DIG-V-6335 | Hydramotor Safety Shutoff valve Excercise Quarterly for
TABDIGG-03 | 3 | Digester gas and waste gas burner instrumentation checks- Yearly | Digester Gas Control Building - Dryers | TAB-DIG-D | 3000000 | TAB-DIG-FIT-7190 | Calibration of the flow meter transmitter for
TABDIGG-03 | 3 | Digester gas and waste gas burner instrumentation checks- Yearly | Digester Gas Control Building - Dryers | TAB-DIG-D | 2000000 | TAB-DIG-FIT-6902 | Calibration of the flow meter transmitter for
TABDIGG-03 | 3 | Digester gas and waste gas burner instrumentation checks- Yearly | Digester Gas Control Building - Dryers | TAB-DIG-D | 4000000 | TAB-DIG-FIT-9717 | Calibration of the flow meter transmitter for
TABDIGG-03 | 3 | Digester gas and waste gas burner instrumentation checks- Yearly | Digester Gas Control Building - Dryers | TAB-DIG-D | 5000000 | TAB-DIG-FIT-9718 | Calibration of the flow meter transmitter for
TABDIGG-03 | 3 | Digester gas and waste gas burner instrumentation checks- Yearly | Digester Gas Control Building - Dryers | TAB-DIG-D | 6000000 | TAB-DIG-FIT-9721 | Calibration of the flow meter transmitter for
TABDIGG-03 | 5 | Gas compressor level switch testing- 2 Years | Compressor #1, Digester Gas | TAB-DIG-C-6140 | 2000000 | TAB-DIG-C-6140 | Test the level switch 0001for
TABDIGG-03 | 5 | Gas compressor level switch testing- 2 Years | Compressor #1, Digester Gas | TAB-DIG-C-6140 | 3000000 | TAB-DIG-C-6140 | Test the level switch 0001for
TABDIGG-03 | 5 | Gas compressor level switch testing- 2 Years | Compressor #1, Digester Gas | TAB-DIG-C-6140 | 4000000 | TAB-DIG-C-6140 | Test the level switch 0001for
TABDIGG-03 | 5 | Gas compressor level switch testing- 2 Years | Compressor #1, Digester Gas | TAB-DIG-C-6140 | 6000000 | TAB-DIG-C-6140 | Test the level switch 0001for
TABDIGG-03 | 5 | Gas compressor level switch testing- 2 Years | Compressor #1, Digester Gas | TAB-DIG-C-6140 | 7000000 | TAB-DIG-C-6140 | Test the level switch 0001for
TABDIGG-03 | 5 | Gas compressor level switch testing- 2 Years | Compressor #1, Digester Gas | TAB-DIG-C-6140 | 5000000 | TAB-DIG-C-6140 | Test the level switch 0001for
TABDIGG-03 | 5 | Gas compressor level switch testing- 2 Years | Compressor #1, Digester Gas | TAB-DIG-C-6140 | 9000000 | TAB-DIG-C-6140 | Test the level switch 0001for
TABDIGG-03 | 5 | Gas compressor level switch testing- 2 Years | Compressor #1, Digester Gas | TAB-DIG-C-6140 | 10000000 | TAB-DIG-C-6140 | Test the level switch 0001for
TABDIGG-03 | 5 | Gas compressor level switch testing- 2 Years | Compressor #2, Digester Gas | TAB-DIG-C-9713 | 2000000 | TAB-DIG-C-9713 | Test the level switch 0001for
TABDIGG-03 | 5 | Gas compressor level switch testing- 2 Years | Compressor #2, Digester Gas | TAB-DIG-C-9713 | 3000000 | TAB-DIG-C-9713 | Test the level switch 0001for
TABDIGG-03 | 5 | Gas compressor level switch testing- 2 Years | Compressor #2, Digester Gas | TAB-DIG-C-9713 | 5000000 | TAB-DIG-C-9713 | Test the level switch 0001for
TABDIGG-03 | 5 | Gas compressor level switch testing- 2 Years | Compressor #2, Digester Gas | TAB-DIG-C-9713 | 1000000 | TAB-DIG-C-9713 | Test the level switch 0001for
TABDIGG-03 | 5 | Gas compressor level switch testing- 2 Years | Compressor #2, Digester Gas | TAB-DIG-C-9713 | 7000000 | TAB-DIG-C-9713 | Test the level switch 0001for
TABDIGG-03 | 5 | Gas compressor level switch testing- 2 Years | Compressor #2, Digester Gas | TAB-DIG-C-9713 | 6000000 | TAB-DIG-C-9713 | Test the level switch 0001for
TABDIGG-03 | 5 | Gas compressor level switch testing- 2 Years | Compressor #2, Digester Gas | TAB-DIG-C-9713 | 8000000 | TAB-DIG-C-9713 | Test the level switch 0001for
TABDIGG-03 | 5 | Gas compressor level switch testing- 2 Years | Compressor #2, Digester Gas | TAB-DIG-C-9713 | 9000000 | TAB-DIG-C-9713 | Test the level switch 0001for
TABDIGG-03 | 5 | Gas compressor level switch testing- 2 Years | Compressor #2, Digester Gas | TAB-DIG-C-9713 | 10000000 | TAB-DIG-C-9713 | Test the level switch 0001for
TABDIGG-03 | 5 | Gas compressor level switch testing- 2 Years | Compressor #3, Digester Gas | TAB-DIG-C-9714 | 1000000 | TAB-DIG-C-9714 | Test the level switch 0001for
TABDIGG-03 | 5 | Gas compressor level switch testing- 2 Years | Compressor #3, Digester Gas | TAB-DIG-C-9714 | 4000000 | TAB-DIG-C-9714 | Test the level switch 0001for
TABDIGG-03 | 5 | Gas compressor level switch testing- 2 Years | Compressor #3, Digester Gas | TAB-DIG-C-9714 | 5000000 | TAB-DIG-C-9714 | Test the level switch 0001for
TABDIGG-03 | 5 | Gas compressor level switch testing- 2 Years | Compressor #3, Digester Gas | TAB-DIG-C-9714 | 2000000 | TAB-DIG-C-9714 | Test the level switch 0001for
TABDIGG-03 | 5 | Gas compressor level switch testing- 2 Years | Compressor #3, Digester Gas | TAB-DIG-C-9714 | 7000000 | TAB-DIG-C-9714 | Test the level switch 0001for
TABDIGG-03 | 5 | Gas compressor level switch testing- 2 Years | Compressor #3, Digester Gas | TAB-DIG-C-9714 | 3000000 | TAB-DIG-C-9714 | Test the level switch 0001for
TABDIGG-03 | 5 | Gas compressor level switch testing- 2 Years | Compressor #3, Digester Gas | TAB-DIG-C-9714 | 8000000 | TAB-DIG-C-9714 | Test the level switch 0001for
TABDIGG-03 | 5 | Gas compressor level switch testing- 2 Years | Compressor #3, Digester Gas | TAB-DIG-C-9714 | 6000000 | TAB-DIG-C-9714 | Test the level switch 0001for
TABDIGG-03 | 5 | Gas compressor level switch testing- 2 Years | Compressor #3, Digester Gas | TAB-DIG-C-9714 | 10000000 | TAB-DIG-C-9714 | Test the level switch 0001for
TABDIGG-03 | 5 | Gas compressor level switch testing- 2 Years | Compressor #3, Digester Gas | TAB-DIG-C-9714 | 9000000 | TAB-DIG-C-9714 | Test the level switch 0001for
TABDIGG-03 | 5 | Gas compressor level switch testing- 2 Years | Switch, Level,High,Gas inlet to Compressor, Codensate | TAB-DIG-LSH-6134 | 1000000 | TAB-DIG-LSL-6134 | Test the level switch 0001for
TABDIGG-03 | 5 | Gas compressor level switch testing- 2 Years | Switch, Level,High,Gas inlet to Compressor, Codensate | TAB-DIG-LSH-6134 | 5000000 | TAB-DIG-LSH-6334 | Test the level switch 0001for
TABDIGG-03 | 5 | Gas compressor level switch testing- 2 Years | Switch, Level,High,Gas inlet to Compressor, Codensate | TAB-DIG-LSH-6134 | 2000000 | TAB-DIG-LSH-6163 | Test the level switch 0001for
TABDIGG-03 | 5 | Gas compressor level switch testing- 2 Years | Switch, Level,High,Gas inlet to Compressor, Codensate | TAB-DIG-LSH-6134 | 6000000 | TAB-DIG-LSL-6122 | Test the level switch 0001for
TABDIGG-03 | 5 | Gas compressor level switch testing- 2 Years | Switch, Level,High,Gas inlet to Compressor, Codensate | TAB-DIG-LSH-6134 | 3000000 | TAB-DIG-LSH-6234 | Test the level switch 0001for
TABDIGG-03 | 5 | Gas compressor level switch testing- 2 Years | Switch, Level,High,Gas inlet to Compressor, Codensate | TAB-DIG-LSH-6134 | 9000000 | TAB-DIG-LSL-6234 | Test the level switch 0001for
TABDIGG-03 | 5 | Gas compressor level switch testing- 2 Years | Switch, Level,High,Gas inlet to Compressor, Codensate | TAB-DIG-LSH-6134 | 4000000 | TAB-DIG-LSH-6263 | Test the level switch 0001for
TABDIGG-03 | 5 | Gas compressor level switch testing- 2 Years | Switch, Level,High,Gas inlet to Compressor, Codensate | TAB-DIG-LSH-6134 | 10000000 | TAB-DIG-LSL-6322 | Test the level switch 0001for
TABDIGG-03 | 5 | Gas compressor level switch testing- 2 Years | Switch, Level,High,Gas inlet to Compressor, Codensate | TAB-DIG-LSH-6134 | 7000000 | TAB-DIG-LSL-6134 | Test the level switch 0001for
TABDIGG-03 | 5 | Gas compressor level switch testing- 2 Years | Switch, Level,High,Gas inlet to Compressor, Codensate | TAB-DIG-LSH-6134 | 8000000 | TAB-DIG-LSL-6222 | Test the level switch 0001for
TABDIGG-03 | 5 | Gas compressor level switch testing- 2 Years | Switch, Level,High,Gas inlet to Compressor, Codensate | TAB-DIG-LSH-6134 | 11000000 | TAB-DIG-LSL-6334 | Test the level switch 0001for
TABDIGG-03 | 15 | Verify the calibration of the temperature switch-Yearly | Compressor #1, Digester Gas | TAB-DIG-C-6140 | 1000000 | TAB-DIG-C-6140 | Verify the calibration of the temperature switch for
TABDIGG-03 | 15 | Verify the calibration of the temperature switch-Yearly | Compressor #1, Digester Gas | TAB-DIG-C-6140 | 4000000 | TAB-DIG-C-6140 | Verify the calibration of the temperature switch for
TABDIGG-03 | 15 | Verify the calibration of the temperature switch-Yearly | Compressor #1, Digester Gas | TAB-DIG-C-6140 | 2000000 | TAB-DIG-C-6140 | Verify the calibration of the temperature switch for
TABDIGG-03 | 15 | Verify the calibration of the temperature switch-Yearly | Compressor #1, Digester Gas | TAB-DIG-C-6140 | 5000000 | TAB-DIG-C-6140 | Verify the calibration of the temperature switch for
TABDIGG-03 | 15 | Verify the calibration of the temperature switch-Yearly | Compressor #1, Digester Gas | TAB-DIG-C-6140 | 3000000 | TAB-DIG-C-6140 | Verify the calibration of the temperature switch for
TABDIGG-03 | 15 | Verify the calibration of the temperature switch-Yearly | Compressor #1, Digester Gas | TAB-DIG-C-6140 | 10000000 | TAB-DIG-C-6140 | Verify the calibration of the temperature switch for
TABDIGG-03 | 15 | Verify the calibration of the temperature switch-Yearly | Compressor #1, Digester Gas | TAB-DIG-C-6140 | 6000000 | TAB-DIG-C-6140 | Verify the calibration of the temperature switch for
TABDIGG-03 | 15 | Verify the calibration of the temperature switch-Yearly | Compressor #1, Digester Gas | TAB-DIG-C-6140 | 11000000 | TAB-DIG-C-6140 | Verify the calibration of the temperature switch for
TABDIGG-03 | 15 | Verify the calibration of the temperature switch-Yearly | Compressor #1, Digester Gas | TAB-DIG-C-6140 | 7000000 | TAB-DIG-C-6140 | Verify the calibration of the temperature switch for
TABDIGG-03 | 15 | Verify the calibration of the temperature switch-Yearly | Compressor #1, Digester Gas | TAB-DIG-C-6140 | 12000000 | TAB-DIG-C-6140 | Verify the calibration of the temperature switch for
TABDIGG-03 | 15 | Verify the calibration of the temperature switch-Yearly | Compressor #1, Digester Gas | TAB-DIG-C-6140 | 8000000 | TAB-DIG-C-6140 | Verify the calibration of the temperature switch for
TABDIGG-03 | 15 | Verify the calibration of the temperature switch-Yearly | Compressor #1, Digester Gas | TAB-DIG-C-6140 | 14000000 | TAB-DIG-C-6140 | Verify the calibration of the temperature switch for
TABDIGG-03 | 15 | Verify the calibration of the temperature switch-Yearly | Compressor #1, Digester Gas | TAB-DIG-C-6140 | 9000000 | TAB-DIG-C-6140 | Verify the calibration of the temperature switch for
TABDIGG-03 | 15 | Verify the calibration of the temperature switch-Yearly | Compressor #1, Digester Gas | TAB-DIG-C-6140 | 15000000 | TAB-DIG-C-6140 | Verify the calibration of the temperature switch for
TABDIGG-03 | 15 | Verify the calibration of the temperature switch-Yearly | Compressor #1, Digester Gas | TAB-DIG-C-6140 | 13000000 | TAB-DIG-C-6140 | Verify the calibration of the temperature switch for
TABDIGG-03 | 15 | Verify the calibration of the temperature switch-Yearly | Compressor #2, Digester Gas | TAB-DIG-C-9713 | 1000000 | TAB-DIG-C-9713 | Verify the calibration of the temperature switch for
TABDIGG-03 | 15 | Verify the calibration of the temperature switch-Yearly | Compressor #2, Digester Gas | TAB-DIG-C-9713 | 4000000 | TAB-DIG-C-9713 | Verify the calibration of the temperature switch for
TABDIGG-03 | 15 | Verify the calibration of the temperature switch-Yearly | Compressor #2, Digester Gas | TAB-DIG-C-9713 | 2000000 | TAB-DIG-C-9713 | Verify the calibration of the temperature switch for
TABDIGG-03 | 15 | Verify the calibration of the temperature switch-Yearly | Compressor #2, Digester Gas | TAB-DIG-C-9713 | 8000000 | TAB-DIG-C-9713 | Verify the calibration of the temperature switch for
TABDIGG-03 | 15 | Verify the calibration of the temperature switch-Yearly | Compressor #2, Digester Gas | TAB-DIG-C-9713 | 3000000 | TAB-DIG-C-9713 | Verify the calibration of the temperature switch for
TABDIGG-03 | 15 | Verify the calibration of the temperature switch-Yearly | Compressor #2, Digester Gas | TAB-DIG-C-9713 | 9000000 | TAB-DIG-C-9713 | Verify the calibration of the temperature switch for
TABDIGG-03 | 15 | Verify the calibration of the temperature switch-Yearly | Compressor #2, Digester Gas | TAB-DIG-C-9713 | 5000000 | TAB-DIG-C-9713 | Verify the calibration of the temperature switch for
TABDIGG-03 | 15 | Verify the calibration of the temperature switch-Yearly | Compressor #2, Digester Gas | TAB-DIG-C-9713 | 10000000 | TAB-DIG-C-9713 | Verify the calibration of the temperature switch for
TABDIGG-03 | 15 | Verify the calibration of the temperature switch-Yearly | Compressor #2, Digester Gas | TAB-DIG-C-9713 | 6000000 | TAB-DIG-C-9713 | Verify the calibration of the temperature switch for
TABDIGG-03 | 15 | Verify the calibration of the temperature switch-Yearly | Compressor #2, Digester Gas | TAB-DIG-C-9713 | 13000000 | TAB-DIG-C-9713 | Verify the calibration of the temperature switch for
TABDIGG-03 | 15 | Verify the calibration of the temperature switch-Yearly | Compressor #2, Digester Gas | TAB-DIG-C-9713 | 7000000 | TAB-DIG-C-9713 | Verify the calibration of the temperature switch for
TABDIGG-03 | 15 | Verify the calibration of the temperature switch-Yearly | Compressor #2, Digester Gas | TAB-DIG-C-9713 | 14000000 | TAB-DIG-C-9713 | Verify the calibration of the temperature switch for
TABDIGG-03 | 15 | Verify the calibration of the temperature switch-Yearly | Compressor #2, Digester Gas | TAB-DIG-C-9713 | 11000000 | TAB-DIG-C-9713 | Verify the calibration of the temperature switch for
TABDIGG-03 | 15 | Verify the calibration of the temperature switch-Yearly | Compressor #2, Digester Gas | TAB-DIG-C-9713 | 15000000 | TAB-DIG-C-9713 | Verify the calibration of the temperature switch for
TABDIGG-03 | 15 | Verify the calibration of the temperature switch-Yearly | Compressor #2, Digester Gas | TAB-DIG-C-9713 | 12000000 | TAB-DIG-C-9713 | Verify the calibration of the temperature switch for
TABDIGG-03 | 15 | Verify the calibration of the temperature switch-Yearly | Compressor #3, Digester Gas | TAB-DIG-C-9714 | 1000000 | TAB-DIG-C-9714 | Verify the calibration of the temperature switch for
TABDIGG-03 | 15 | Verify the calibration of the temperature switch-Yearly | Compressor #3, Digester Gas | TAB-DIG-C-9714 | 2000000 | TAB-DIG-C-9714 | Verify the calibration of the temperature switch for
TABDIGG-03 | 15 | Verify the calibration of the temperature switch-Yearly | Compressor #3, Digester Gas | TAB-DIG-C-9714 | 3000000 | TAB-DIG-C-9714 | Verify the calibration of the temperature switch for
TABDIGG-03 | 15 | Verify the calibration of the temperature switch-Yearly | Compressor #3, Digester Gas | TAB-DIG-C-9714 | 4000000 | TAB-DIG-C-9714 | Verify the calibration of the temperature switch for
TABDIGG-03 | 15 | Verify the calibration of the temperature switch-Yearly | Compressor #3, Digester Gas | TAB-DIG-C-9714 | 5000000 | TAB-DIG-C-9714 | Verify the calibration of the temperature switch for
TABDIGG-03 | 15 | Verify the calibration of the temperature switch-Yearly | Compressor #3, Digester Gas | TAB-DIG-C-9714 | 6000000 | TAB-DIG-C-9714 | Verify the calibration of the temperature switch for
TABDIGG-03 | 15 | Verify the calibration of the temperature switch-Yearly | Compressor #3, Digester Gas | TAB-DIG-C-9714 | 7000000 | TAB-DIG-C-9714 | Verify the calibration of the temperature switch for
TABDIGG-03 | 15 | Verify the calibration of the temperature switch-Yearly | Compressor #3, Digester Gas | TAB-DIG-C-9714 | 10000000 | TAB-DIG-C-9714 | Verify the calibration of the temperature switch for
TABDIGG-03 | 15 | Verify the calibration of the temperature switch-Yearly | Compressor #3, Digester Gas | TAB-DIG-C-9714 | 8000000 | TAB-DIG-C-9714 | Verify the calibration of the temperature switch for
TABDIGG-03 | 15 | Verify the calibration of the temperature switch-Yearly | Compressor #3, Digester Gas | TAB-DIG-C-9714 | 11000000 | TAB-DIG-C-9714 | Verify the calibration of the temperature switch for
TABDIGG-03 | 15 | Verify the calibration of the temperature switch-Yearly | Compressor #3, Digester Gas | TAB-DIG-C-9714 | 9000000 | TAB-DIG-C-9714 | Verify the calibration of the temperature switch for
TABDIGG-03 | 15 | Verify the calibration of the temperature switch-Yearly | Compressor #3, Digester Gas | TAB-DIG-C-9714 | 13000000 | TAB-DIG-C-9714 | Verify the calibration of the temperature switch for
TABDIGG-03 | 15 | Verify the calibration of the temperature switch-Yearly | Compressor #3, Digester Gas | TAB-DIG-C-9714 | 12000000 | TAB-DIG-C-9714 | Verify the calibration of the temperature switch for
TABDIGG-03 | 15 | Verify the calibration of the temperature switch-Yearly | Compressor #3, Digester Gas | TAB-DIG-C-9714 | 14000000 | TAB-DIG-C-9714 | Verify the calibration of the temperature switch for
TABDIGG-03 | 15 | Verify the calibration of the temperature switch-Yearly | Compressor #3, Digester Gas | TAB-DIG-C-9714 | 15000000 | TAB-DIG-C-9714 | Verify the calibration of the temperature switch for
TABDIGG-03 | 15 | Verify the calibration of the temperature switch-Yearly | Switch,Temperature, High, Discharge, Digester Gas, Compressor C-4130 | TAB-DIG-TSH-4130 | 1000000 | TAB-DIG-TSH-4130 | Verify the calibration of the temperature switch for
TABDIGG-03 | 15 | Verify the calibration of the temperature switch-Yearly | Switch,Temperature, High, Discharge, Digester Gas, Compressor C-4130 | TAB-DIG-TSH-4130 | 2000000 | TAB-DIG-TSH-4130B | Verify the calibration of the temperature switch for
TABDIGG-03 | 15 | Verify the calibration of the temperature switch-Yearly | Switch,Temperature, High, Discharge, Digester Gas, Compressor C-4135 | TAB-DIG-TSH-4135 | 1000000 | TAB-DIG-TSH-4135 | Verify the calibration of the temperature switch for
TABDIGG-03 | 15 | Verify the calibration of the temperature switch-Yearly | Switch,Temperature, High, Discharge, Digester Gas, Compressor C-4135 | TAB-DIG-TSH-4135 | 4000000 | TAB-DIG-TSH-4135B | Verify the calibration of the temperature switch for
TABDIGG-03 | 15 | Verify the calibration of the temperature switch-Yearly | Switch,Temperature, High, Discharge, Digester Gas, Compressor C-4140 | TAB-DIG-TSH-4140 | 1000000 | TAB-DIG-TSH-4140 | Verify the calibration of the temperature switch for
TABDIGG-03 | 15 | Verify the calibration of the temperature switch-Yearly | Switch,Temperature, High, Discharge, Digester Gas, Compressor C-4140 | TAB-DIG-TSH-4140 | 6000000 | TAB-DIG-TSH-4140B | Verify the calibration of the temperature switch for
TABDIGG-03 | 15 | Verify the calibration of the temperature switch-Yearly | Switch,Temperature, High, Discharge, Digester Gas, Compressor C-4145 | TAB-DIG-TSH-4145 | 1000000 | TAB-DIG-TSH-4145 | Verify the calibration of the temperature switch for
TABDIGG-03 | 15 | Verify the calibration of the temperature switch-Yearly | Switch,Temperature, High, Discharge, Digester Gas, Compressor C-4145 | TAB-DIG-TSH-4145 | 8000000 | TAB-DIG-TSH-4145B | Verify the calibration of the temperature switch for
TABDIGG-03 | 15 | Verify the calibration of the temperature switch-Yearly | Switch,Temperature, High, Discharge, Digester Gas, Compressor C-4150 | TAB-DIG-TSH-4150 | 1000000 | TAB-DIG-TSH-4150 | Verify the calibration of the temperature switch for
TABDIGG-03 | 15 | Verify the calibration of the temperature switch-Yearly | Switch,Temperature, High, Discharge, Digester Gas, Compressor C-4150 | TAB-DIG-TSH-4150 | 10000000 | TAB-DIG-TSH-4150B | Verify the calibration of the temperature switch for
TABDIGG-03 | 15 | Verify the calibration of the temperature switch-Yearly | Switch,Temperature, High, Discharge, Digester Gas, Compressor C-4160 | TAB-DIG-TSH-4160 | 1000000 | TAB-DIG-TSH-4160 | Verify the calibration of the temperature switch for
TABDIGG-03 | 15 | Verify the calibration of the temperature switch-Yearly | Switch,Temperature, High, Discharge, Digester Gas, Compressor C-4160 | TAB-DIG-TSH-4160 | 12000000 | TAB-DIG-TSH-4160B | Verify the calibration of the temperature switch for
TABDIGG-03 | 17 | Verify the calibration of the Digester Gas Room Differential Pressure Indicator - Yearly | TAB-Routine Work Area 5 | TAB-RTE-WA5 | 1000000 | TAB-DIG-DPI-1301A | Verify the calibration of the digester gas room differential pressure indicator for
TABDIGG-03 | 17 | Verify the calibration of the Digester Gas Room Differential Pressure Indicator - Yearly | TAB-Routine Work Area 5 | TAB-RTE-WA5 | 3000000 | TAB-DIG-DPI-1301C | Verify the calibration of the digester gas room differential pressure indicator for
TABDIGG-03 | 17 | Verify the calibration of the Digester Gas Room Differential Pressure Indicator - Yearly | TAB-Routine Work Area 5 | TAB-RTE-WA5 | 2000000 | TAB-DIG-DPI-1301B | Verify the calibration of the digester gas room differential pressure indicator for
TABDIGG-03 | 17 | Verify the calibration of the Digester Gas Room Differential Pressure Indicator - Yearly | TAB-Routine Work Area 5 | TAB-RTE-WA5 | 5000000 | TAB-DIG-DPI-1301E | Verify the calibration of the digester gas room differential pressure indicator for
TABDIGG-03 | 17 | Verify the calibration of the Digester Gas Room Differential Pressure Indicator - Yearly | TAB-Routine Work Area 5 | TAB-RTE-WA5 | 4000000 | TAB-DIG-DPI-1301D | Verify the calibration of the digester gas room differential pressure indicator for
TABDIGG-03 | 17 | Verify the calibration of the Digester Gas Room Differential Pressure Indicator - Yearly | TAB-Routine Work Area 5 | TAB-RTE-WA5 | 6000000 | TAB-DIG-DPI-1301F | Verify the calibration of the digester gas room differential pressure indicator for
TABDIGG-03 | 17 | Verify the calibration of the Digester Gas Room Differential Pressure Indicator - Yearly | TAB-Routine Work Area 5 | TAB-RTE-WA5 | 7000000 | TAB-DIG-DPI-1301G | Verify the calibration of the digester gas room differential pressure indicator for
TABDIGG-03 | 17 | Verify the calibration of the Digester Gas Room Differential Pressure Indicator - Yearly | TAB-Routine Work Area 5 | TAB-RTE-WA5 | 8000000 | TAB-DIG-DPI-1301H | Verify the calibration of the digester gas room differential pressure indicator for
TABDIGG-03 | 17 | Verify the calibration of the Digester Gas Room Differential Pressure Indicator - Yearly | TAB-Routine Work Area 5 | TAB-RTE-WA5 | 9000000 | TAB-DIG-DPI-1301I | Verify the calibration of the digester gas room differential pressure indicator for
TABDIGG-03 | 17 | Verify the calibration of the Digester Gas Room Differential Pressure Indicator - Yearly | TAB-Routine Work Area 5 | TAB-RTE-WA5 | 10000000 | TAB-DIG-DPI-1301J | Verify the calibration of the digester gas room differential pressure indicator for
TABDIGG-03 | 17 | Verify the calibration of the Digester Gas Room Differential Pressure Indicator - Yearly | TAB-Routine Work Area 5 | TAB-RTE-WA5 | 11000000 | TAB-DIG-DPI-1301K | Verify the calibration of the digester gas room differential pressure indicator for
TABDIGG-03 | 17 | Verify the calibration of the Digester Gas Room Differential Pressure Indicator - Yearly | TAB-Routine Work Area 5 | TAB-RTE-WA5 | 12000000 | TAB-DIG-DPI-1301L | Verify the calibration of the digester gas room differential pressure indicator for
TABDIGG-03 | 17 | Verify the calibration of the Digester Gas Room Differential Pressure Indicator - Yearly | TAB-Routine Work Area 5 | TAB-RTE-WA5 | 13000000 | TAB-DIG-DPI-1301M | Verify the calibration of the digester gas room differential pressure indicator for
TABELS-03 | 1 | Inspection, maintenance and Test of Standby Mogen- Weekly | TAB-Routine Power Distribution Plant Wide | TAB-RTE-PD | 1000000 | TAB-EL1-GEN-0001 | Inspection maintenance and Test of Standby Mogen Weekly for
TABELS-03 | 1 | Inspection, maintenance and Test of Standby Mogen- Weekly | TAB-Routine Power Distribution Plant Wide | TAB-RTE-PD | 2000000 | TAB-EL1-GEN-0002 | Inspection maintenance and Test of Standby Mogen Weekly for
TABELS-03 | 3 | Inspection, maintenance and Test of Standby Mogen- Semi- Annual | TAB-Routine Power Distribution Plant Wide | TAB-RTE-PD | 1000000 | TAB-EL1-GEN-0001 | Inspection maintenance and Test of Standby Mogen Semi Annual for
TABELS-03 | 3 | Inspection, maintenance and Test of Standby Mogen- Semi- Annual | TAB-Routine Power Distribution Plant Wide | TAB-RTE-PD | 2000000 | TAB-EL1-GEN-0002 | Inspection maintenance and Test of Standby Mogen Semi Annual for
TABELS-PD | 1 | Visually inspect the 13.8 kV / 4.16 kV transformer for oil leaks- Monthly | TAB-Routine Power Distribution Plant Wide | TAB-RTE-PD | 2000000 | TAB-EL1-TR-1502 | Visually inspect the 138 kV 416 kV transformer for oil leaks Monthly for
TABELS-PD | 1 | Visually inspect the 13.8 kV / 4.16 kV transformer for oil leaks- Monthly | TAB-Routine Power Distribution Plant Wide | TAB-RTE-PD | 1000000 | TAB-EL1-TR-1501 | Visually inspect the 138 kV 416 kV transformer for oil leaks Monthly for
TABELS-PD | 1 | Visually inspect the 13.8 kV / 4.16 kV transformer for oil leaks- Monthly | TAB-Routine Power Distribution Plant Wide | TAB-RTE-PD | 4000000 | TAB-EL1-TR-1504 | Visually inspect the 138 kV 416 kV transformer for oil leaks Monthly for
TABELS-PD | 1 | Visually inspect the 13.8 kV / 4.16 kV transformer for oil leaks- Monthly | TAB-Routine Power Distribution Plant Wide | TAB-RTE-PD | 3000000 | TAB-EL1-TR-1503? | Visually inspect the 138 kV 416 kV transformer for oil leaks Monthly for
TABELS-PD | 1 | Visually inspect the 13.8 kV / 4.16 kV transformer for oil leaks- Monthly | TAB-Routine Power Distribution Plant Wide | TAB-RTE-PD | 5000000 | TAB-EL1-TR-1505? | Visually inspect the 138 kV 416 kV transformer for oil leaks Monthly for
TABELS-PD | 1 | Visually inspect the 13.8 kV / 4.16 kV transformer for oil leaks- Monthly | TAB-Routine Power Distribution Plant Wide | TAB-RTE-PD | 6000000 | TAB-EL1-TR-1506 | Visually inspect the 138 kV 416 kV transformer for oil leaks Monthly for
TABELS-PD | 2 | 125 V DC Batteries Inspection- 6 Months | TAB-Routine Power Distribution Plant Wide | TAB-RTE-PD | 1000000 | TAB-EL1-UPS-6510 | 125 V DC Batteries Inspection 6 Months 178 for
TABELS-PD | 2 | 125 V DC Batteries Inspection- 6 Months | TAB-Routine Power Distribution Plant Wide | TAB-RTE-PD | 2000000 | TAB-EL2-UPS-6515 | 125 V DC Batteries Inspection 6 Months 178 for
TABELS-PD | 2 | 125 V DC Batteries Inspection- 6 Months | TAB-Routine Power Distribution Plant Wide | TAB-RTE-PD | 3000000 | TAB-EL3-UPS-5065 | 125 V DC Batteries Inspection 6 Months 178 for
TABELS-PD | 53 | Sea Wall Sub -Station SPD/VSS inspection and Maintenance- 6 months | TAB-Routine Power Distribution Plant Wide | TAB-RTE-PD | 1000000 | TAB-EL3-VSS-6015 | SPDVSS inspection and Maintenance 6 months fot
TABELS-PD | 53 | Sea Wall Sub -Station SPD/VSS inspection and Maintenance- 6 months | TAB-Routine Power Distribution Plant Wide | TAB-RTE-PD | 2000000 | TAB-EL3-VSS-6016 | SPDVSS inspection and Maintenance 6 months fot
TABELS-PD | 53 | Sea Wall Sub -Station SPD/VSS inspection and Maintenance- 6 months | TAB-Routine Power Distribution Plant Wide | TAB-RTE-PD | 3000000 | TAB-EL3-VSS-6101 | SPDVSS inspection and Maintenance 6 months fot
TABELS-PD | 53 | Sea Wall Sub -Station SPD/VSS inspection and Maintenance- 6 months | TAB-Routine Power Distribution Plant Wide | TAB-RTE-PD | 4000000 | TAB-EL3-VSS-6102 | SPDVSS inspection and Maintenance 6 months fot
TABELS-WA6 | 6 | Inspection of Electrical Rooms- Monthly | TAB-Routine Work Area 6 | TAB-RTE-WA6 | 1000000 | TAB-EL1-BLDG-0040 | Inspection of Electrical Rooms Monthly 204206 for tTAB
TABELS-WA6 | 6 | Inspection of Electrical Rooms- Monthly | TAB-Routine Work Area 6 | TAB-RTE-WA6 | 2000000 | TAB-EL1-BLDG-0043 | Inspection of Electrical Rooms Monthly 204206 for tTAB
TABELS-WA6 | 6 | Inspection of Electrical Rooms- Monthly | TAB-Routine Work Area 6 | TAB-RTE-WA6 | 3000000 | TAB-EL3-BLDG-0006 | Inspection of Electrical Rooms Monthly 204206 for tTAB
TABELS-WA6 | 8 | Busbar/MCC Panel Single line Diagram Update Inspection-Annual | TAB-Routine Work Area 6 | TAB-RTE-WA6 | 5000000 | TAB-EL1-MCC-6547 | BusbarMCC Panel Single line Diagram Update InspectionAnnual for
TABELS-WA6 | 8 | Busbar/MCC Panel Single line Diagram Update Inspection-Annual | TAB-Routine Work Area 6 | TAB-RTE-WA6 | 1000000 | TAB-EL1-MCC-6541 | BusbarMCC Panel Single line Diagram Update InspectionAnnual for
TABELS-WA6 | 8 | Busbar/MCC Panel Single line Diagram Update Inspection-Annual | TAB-Routine Work Area 6 | TAB-RTE-WA6 | 6000000 | TAB-EL1-MCC-6593 | BusbarMCC Panel Single line Diagram Update InspectionAnnual for
TABELS-WA6 | 8 | Busbar/MCC Panel Single line Diagram Update Inspection-Annual | TAB-Routine Work Area 6 | TAB-RTE-WA6 | 2000000 | TAB-EL1-MCC-6542 | BusbarMCC Panel Single line Diagram Update InspectionAnnual for
TABELS-WA6 | 8 | Busbar/MCC Panel Single line Diagram Update Inspection-Annual | TAB-Routine Work Area 6 | TAB-RTE-WA6 | 3000000 | TAB-EL1-MCC-6545 | BusbarMCC Panel Single line Diagram Update InspectionAnnual for
TABELS-WA6 | 8 | Busbar/MCC Panel Single line Diagram Update Inspection-Annual | TAB-Routine Work Area 6 | TAB-RTE-WA6 | 4000000 | TAB-EL1-MCC-6546 | BusbarMCC Panel Single line Diagram Update InspectionAnnual for
TABELS-WA6 | 8 | Busbar/MCC Panel Single line Diagram Update Inspection-Annual | TAB-Routine Work Area 6 | TAB-RTE-WA6 | 7000000 | TAB-EL1-MCC-6594 | BusbarMCC Panel Single line Diagram Update InspectionAnnual for
TABELS-WA6 | 8 | Busbar/MCC Panel Single line Diagram Update Inspection-Annual | TAB-Routine Work Area 6 | TAB-RTE-WA6 | 8000000 | TAB-EL1-PDP-6008 | BusbarMCC Panel Single line Diagram Update InspectionAnnual for
TABELS-WA6 | 8 | Busbar/MCC Panel Single line Diagram Update Inspection-Annual | TAB-Routine Work Area 6 | TAB-RTE-WA6 | 9000000 | TAB-EL1-MCC-6573 | BusbarMCC Panel Single line Diagram Update InspectionAnnual for
TABELS-WA6 | 8 | Busbar/MCC Panel Single line Diagram Update Inspection-Annual | TAB-Routine Work Area 6 | TAB-RTE-WA6 | 10000000 | TAB-EL1-PDP-6009 | BusbarMCC Panel Single line Diagram Update InspectionAnnual for
TABELS-WA6 | 9 | BAS (Building Automation System) Diagnostic and Troubleshooting- Monthly | Panel Boards, MCC, WA6 | TAB-ELS-WA6 | 2000000 | TAB-SPC-CPU-0061 | BAS Building Automation System Diagnostic and Troubleshooting to for
TABELS-WA6 | 9 | BAS (Building Automation System) Diagnostic and Troubleshooting- Monthly | Panel Boards, MCC, WA6 | TAB-ELS-WA6 | 1000000 | TAB-SPC-CPU-0060 | BAS Building Automation System Diagnostic and Troubleshooting to for
TABELS-WA6 | 9 | BAS (Building Automation System) Diagnostic and Troubleshooting- Monthly | Panel Boards, MCC, WA6 | TAB-ELS-WA6 | 3000000 | TAB-SPC-CPU-0062 | BAS Building Automation System Diagnostic and Troubleshooting to for
TABELS-WA6 | 9 | BAS (Building Automation System) Diagnostic and Troubleshooting- Monthly | Panel Boards, MCC, WA6 | TAB-ELS-WA6 | 4000000 | TAB-SPC-CPU-0063 | BAS Building Automation System Diagnostic and Troubleshooting to for
TABELS-WA7 | 4 | Aux. Portable Generator Inspection & Start up- Monthly | Electrical Service & Equipment common to WA7 | TAB-WA7-ELS-0100 | 1000000 | TAB-ELS-GEN-0001 | Aux Portable Generator Inspection Start up Weekly for
TABELS-WA7 | 4 | Aux. Portable Generator Inspection & Start up- Monthly | Electrical Service & Equipment common to WA7 | TAB-WA7-ELS-0100 | 2000000 | TAB-ELS-GEN-0002 | Aux Portable Generator Inspection Start up Weekly for
TABELS-WA7 | 4 | Aux. Portable Generator Inspection & Start up- Monthly | Electrical Service & Equipment common to WA7 | TAB-WA7-ELS-0100 | 3000000 | TAB-ELS-GEN-0003 | Aux Portable Generator Inspection Start up Weekly for
TABELS-WA8 | 3 | Perform an IR temperature reading of the capacitor bank connections/ check for Dust and dirt-Annual | TAB-Routine Work Area 2 | TAB-RTE-WA2 | 1000000 | TAB-PWA-P-2604S | Perform an IR temperature reading of the capacitor bank connections check for Dust and dirtAnnual 7 for
TABELS-WA8 | 3 | Perform an IR temperature reading of the capacitor bank connections/ check for Dust and dirt-Annual | TAB-Routine Work Area 2 | TAB-RTE-WA2 | 2000000 | TAB-PWA-P-2601S | Perform an IR temperature reading of the capacitor bank connections check for Dust and dirtAnnual 7 for
TABELS-WA9 | 11 | 600 V transformer checks- 2 Years | TNT-Routine Work Area 9 | TNT-RTE-WA9 | 1000000 | TNT-ELS-TR-2001 | 600 V transformer checks 2 Years 140146145 for
TABELS-WA9 | 11 | 600 V transformer checks- 2 Years | TNT-Routine Work Area 9 | TNT-RTE-WA9 | 2000000 | TNT-ELS-TR-3601 | 600 V transformer checks 2 Years 140146145 for
TABPD-SQ | 1 | Rubber Glove Inspection and Testing-6 Monthly ( Legislative) | High Voltage Gloves | TAB-ELS-SQ-GLOVE | 1000000 | TAB-ELS-SQ-6101 | Rubber Glove Inspection and Testing 6 Monthly for
TABPD-SQ | 1 | Rubber Glove Inspection and Testing-6 Monthly ( Legislative) | High Voltage Gloves | TAB-ELS-SQ-GLOVE | 2000000 | TAB-ELS-SQ-6102 | Rubber Glove Inspection and Testing 6 Monthly for
TABPD-SQ | 1 | Rubber Glove Inspection and Testing-6 Monthly ( Legislative) | High Voltage Gloves | TAB-ELS-SQ-GLOVE | 6000000 | TAB-ELS-SQ-6106 | Rubber Glove Inspection and Testing 6 Monthly for
TABPD-SQ | 1 | Rubber Glove Inspection and Testing-6 Monthly ( Legislative) | High Voltage Gloves | TAB-ELS-SQ-GLOVE | 3000000 | TAB-ELS-SQ-6103 | Rubber Glove Inspection and Testing 6 Monthly for
TABPD-SQ | 1 | Rubber Glove Inspection and Testing-6 Monthly ( Legislative) | High Voltage Gloves | TAB-ELS-SQ-GLOVE | 8000000 | TAB-ELS-SQ-6108 | Rubber Glove Inspection and Testing 6 Monthly for
TABPD-SQ | 1 | Rubber Glove Inspection and Testing-6 Monthly ( Legislative) | High Voltage Gloves | TAB-ELS-SQ-GLOVE | 4000000 | TAB-ELS-SQ-6104 | Rubber Glove Inspection and Testing 6 Monthly for
TABPD-SQ | 1 | Rubber Glove Inspection and Testing-6 Monthly ( Legislative) | High Voltage Gloves | TAB-ELS-SQ-GLOVE | 9000000 | TAB-ELS-SQ-6109 | Rubber Glove Inspection and Testing 6 Monthly for
TABPD-SQ | 1 | Rubber Glove Inspection and Testing-6 Monthly ( Legislative) | High Voltage Gloves | TAB-ELS-SQ-GLOVE | 5000000 | TAB-ELS-SQ-6105 | Rubber Glove Inspection and Testing 6 Monthly for
TABPD-SQ | 1 | Rubber Glove Inspection and Testing-6 Monthly ( Legislative) | High Voltage Gloves | TAB-ELS-SQ-GLOVE | 10000000 | TAB-ELS-SQ-6110 | Rubber Glove Inspection and Testing 6 Monthly for
TABPD-SQ | 1 | Rubber Glove Inspection and Testing-6 Monthly ( Legislative) | High Voltage Gloves | TAB-ELS-SQ-GLOVE | 7000000 | TAB-ELS-SQ-6107 | Rubber Glove Inspection and Testing 6 Monthly for
TABPD-SQ | 1 | Rubber Glove Inspection and Testing-6 Monthly ( Legislative) | High Voltage Gloves | TAB-ELS-SQ-GLOVE | 11000000 | TAB-ELS-SQ-6111 | Rubber Glove Inspection and Testing 6 Monthly for
TABPD-SQ | 1 | Rubber Glove Inspection and Testing-6 Monthly ( Legislative) | High Voltage Gloves | TAB-ELS-SQ-GLOVE | 14000000 | TAB-ELS-SQ-6114 | Rubber Glove Inspection and Testing 6 Monthly for
TABPD-SQ | 1 | Rubber Glove Inspection and Testing-6 Monthly ( Legislative) | High Voltage Gloves | TAB-ELS-SQ-GLOVE | 12000000 | TAB-ELS-SQ-6112 | Rubber Glove Inspection and Testing 6 Monthly for
TABPD-SQ | 1 | Rubber Glove Inspection and Testing-6 Monthly ( Legislative) | High Voltage Gloves | TAB-ELS-SQ-GLOVE | 16000000 | TAB-ELS-SQ-6116 | Rubber Glove Inspection and Testing 6 Monthly for
TABPD-SQ | 1 | Rubber Glove Inspection and Testing-6 Monthly ( Legislative) | High Voltage Gloves | TAB-ELS-SQ-GLOVE | 13000000 | TAB-ELS-SQ-6113 | Rubber Glove Inspection and Testing 6 Monthly for
TABPD-SQ | 1 | Rubber Glove Inspection and Testing-6 Monthly ( Legislative) | High Voltage Gloves | TAB-ELS-SQ-GLOVE | 17000000 | TAB-ELS-SQ-6117 | Rubber Glove Inspection and Testing 6 Monthly for
TABPD-SQ | 1 | Rubber Glove Inspection and Testing-6 Monthly ( Legislative) | High Voltage Gloves | TAB-ELS-SQ-GLOVE | 15000000 | TAB-ELS-SQ-6115 | Rubber Glove Inspection and Testing 6 Monthly for
TABPD-SQ | 1 | Rubber Glove Inspection and Testing-6 Monthly ( Legislative) | High Voltage Gloves | TAB-ELS-SQ-GLOVE | 19000000 | TAB-ELS-SQ-6119 | Rubber Glove Inspection and Testing 6 Monthly for
TABPD-SQ | 1 | Rubber Glove Inspection and Testing-6 Monthly ( Legislative) | High Voltage Gloves | TAB-ELS-SQ-GLOVE | 18000000 | TAB-ELS-SQ-6118 | Rubber Glove Inspection and Testing 6 Monthly for
TABPD-SQ | 1 | Rubber Glove Inspection and Testing-6 Monthly ( Legislative) | High Voltage Gloves | TAB-ELS-SQ-GLOVE | 20000000 | TAB-ELS-SQ-6120 | Rubber Glove Inspection and Testing 6 Monthly for
TABPD-SQ | 1 | Rubber Glove Inspection and Testing-6 Monthly ( Legislative) | High Voltage Gloves | TAB-ELS-SQ-GLOVE | 22000000 | TAB-ELS-SQ-6122 | Rubber Glove Inspection and Testing 6 Monthly for
TABPD-SQ | 1 | Rubber Glove Inspection and Testing-6 Monthly ( Legislative) | High Voltage Gloves | TAB-ELS-SQ-GLOVE | 21000000 | TAB-ELS-SQ-6121 | Rubber Glove Inspection and Testing 6 Monthly for
TABPD-SQ | 1 | Rubber Glove Inspection and Testing-6 Monthly ( Legislative) | High Voltage Gloves | TAB-ELS-SQ-GLOVE | 23000000 | TAB-ELS-SQ-6123 | Rubber Glove Inspection and Testing 6 Monthly for
TABPD-SQ | 1 | Rubber Glove Inspection and Testing-6 Monthly ( Legislative) | High Voltage Gloves | TAB-ELS-SQ-GLOVE | 26000000 | TAB-ELS-SQ-6126 | Rubber Glove Inspection and Testing 6 Monthly for
TABPD-SQ | 1 | Rubber Glove Inspection and Testing-6 Monthly ( Legislative) | High Voltage Gloves | TAB-ELS-SQ-GLOVE | 24000000 | TAB-ELS-SQ-6124 | Rubber Glove Inspection and Testing 6 Monthly for
TABPD-SQ | 1 | Rubber Glove Inspection and Testing-6 Monthly ( Legislative) | High Voltage Gloves | TAB-ELS-SQ-GLOVE | 27000000 | TAB-ELS-SQ-6127 | Rubber Glove Inspection and Testing 6 Monthly for
TABPD-SQ | 1 | Rubber Glove Inspection and Testing-6 Monthly ( Legislative) | High Voltage Gloves | TAB-ELS-SQ-GLOVE | 25000000 | TAB-ELS-SQ-6125 | Rubber Glove Inspection and Testing 6 Monthly for
TABPD-SQ | 1 | Rubber Glove Inspection and Testing-6 Monthly ( Legislative) | High Voltage Gloves | TAB-ELS-SQ-GLOVE | 28000000 | TAB-ELS-SQ-6128 | Rubber Glove Inspection and Testing 6 Monthly for
TABPD-SQ | 1 | Rubber Glove Inspection and Testing-6 Monthly ( Legislative) | High Voltage Gloves | TAB-ELS-SQ-GLOVE | 34000000 | TAB-ELS-SQ-6134 | Rubber Glove Inspection and Testing 6 Monthly for
TABPD-SQ | 1 | Rubber Glove Inspection and Testing-6 Monthly ( Legislative) | High Voltage Gloves | TAB-ELS-SQ-GLOVE | 29000000 | TAB-ELS-SQ-6129 | Rubber Glove Inspection and Testing 6 Monthly for
TABPD-SQ | 1 | Rubber Glove Inspection and Testing-6 Monthly ( Legislative) | High Voltage Gloves | TAB-ELS-SQ-GLOVE | 36000000 | TAB-ELS-SQ-6136 | Rubber Glove Inspection and Testing 6 Monthly for
TABPD-SQ | 1 | Rubber Glove Inspection and Testing-6 Monthly ( Legislative) | High Voltage Gloves | TAB-ELS-SQ-GLOVE | 30000000 | TAB-ELS-SQ-6130 | Rubber Glove Inspection and Testing 6 Monthly for
TABPD-SQ | 1 | Rubber Glove Inspection and Testing-6 Monthly ( Legislative) | High Voltage Gloves | TAB-ELS-SQ-GLOVE | 37000000 | TAB-ELS-SQ-6137 | Rubber Glove Inspection and Testing 6 Monthly for
TABPD-SQ | 1 | Rubber Glove Inspection and Testing-6 Monthly ( Legislative) | High Voltage Gloves | TAB-ELS-SQ-GLOVE | 31000000 | TAB-ELS-SQ-6131 | Rubber Glove Inspection and Testing 6 Monthly for
TABPD-SQ | 1 | Rubber Glove Inspection and Testing-6 Monthly ( Legislative) | High Voltage Gloves | TAB-ELS-SQ-GLOVE | 39000000 | TAB-ELS-SQ-6139 | Rubber Glove Inspection and Testing 6 Monthly for
TABPD-SQ | 1 | Rubber Glove Inspection and Testing-6 Monthly ( Legislative) | High Voltage Gloves | TAB-ELS-SQ-GLOVE | 32000000 | TAB-ELS-SQ-6132 | Rubber Glove Inspection and Testing 6 Monthly for
TABPD-SQ | 1 | Rubber Glove Inspection and Testing-6 Monthly ( Legislative) | High Voltage Gloves | TAB-ELS-SQ-GLOVE | 41000000 | TAB-ELS-SQ-6141 | Rubber Glove Inspection and Testing 6 Monthly for
TABPD-SQ | 1 | Rubber Glove Inspection and Testing-6 Monthly ( Legislative) | High Voltage Gloves | TAB-ELS-SQ-GLOVE | 33000000 | TAB-ELS-SQ-6133 | Rubber Glove Inspection and Testing 6 Monthly for
TABPD-SQ | 1 | Rubber Glove Inspection and Testing-6 Monthly ( Legislative) | High Voltage Gloves | TAB-ELS-SQ-GLOVE | 42000000 | TAB-ELS-SQ-6142 | Rubber Glove Inspection and Testing 6 Monthly for
TABPD-SQ | 1 | Rubber Glove Inspection and Testing-6 Monthly ( Legislative) | High Voltage Gloves | TAB-ELS-SQ-GLOVE | 35000000 | TAB-ELS-SQ-6135 | Rubber Glove Inspection and Testing 6 Monthly for
TABPD-SQ | 1 | Rubber Glove Inspection and Testing-6 Monthly ( Legislative) | High Voltage Gloves | TAB-ELS-SQ-GLOVE | 49000000 | TAB-ELS-SQ-6149 | Rubber Glove Inspection and Testing 6 Monthly for
TABPD-SQ | 1 | Rubber Glove Inspection and Testing-6 Monthly ( Legislative) | High Voltage Gloves | TAB-ELS-SQ-GLOVE | 38000000 | TAB-ELS-SQ-6138 | Rubber Glove Inspection and Testing 6 Monthly for
TABPD-SQ | 1 | Rubber Glove Inspection and Testing-6 Monthly ( Legislative) | High Voltage Gloves | TAB-ELS-SQ-GLOVE | 51000000 | TAB-ELS-SQ-6151 | Rubber Glove Inspection and Testing 6 Monthly for
TABPD-SQ | 1 | Rubber Glove Inspection and Testing-6 Monthly ( Legislative) | High Voltage Gloves | TAB-ELS-SQ-GLOVE | 40000000 | TAB-ELS-SQ-6140 | Rubber Glove Inspection and Testing 6 Monthly for
TABPD-SQ | 1 | Rubber Glove Inspection and Testing-6 Monthly ( Legislative) | High Voltage Gloves | TAB-ELS-SQ-GLOVE | 52000000 | TAB-ELS-SQ-6152 | Rubber Glove Inspection and Testing 6 Monthly for
TABPD-SQ | 1 | Rubber Glove Inspection and Testing-6 Monthly ( Legislative) | High Voltage Gloves | TAB-ELS-SQ-GLOVE | 43000000 | TAB-ELS-SQ-6143 | Rubber Glove Inspection and Testing 6 Monthly for
TABPD-SQ | 1 | Rubber Glove Inspection and Testing-6 Monthly ( Legislative) | High Voltage Gloves | TAB-ELS-SQ-GLOVE | 53000000 | TAB-ELS-SQ-6153 | Rubber Glove Inspection and Testing 6 Monthly for
TABPD-SQ | 1 | Rubber Glove Inspection and Testing-6 Monthly ( Legislative) | High Voltage Gloves | TAB-ELS-SQ-GLOVE | 44000000 | TAB-ELS-SQ-6144 | Rubber Glove Inspection and Testing 6 Monthly for
TABPD-SQ | 1 | Rubber Glove Inspection and Testing-6 Monthly ( Legislative) | High Voltage Gloves | TAB-ELS-SQ-GLOVE | 54000000 | TAB-ELS-SQ-6154 | Rubber Glove Inspection and Testing 6 Monthly for
TABPD-SQ | 1 | Rubber Glove Inspection and Testing-6 Monthly ( Legislative) | High Voltage Gloves | TAB-ELS-SQ-GLOVE | 45000000 | TAB-ELS-SQ-6145 | Rubber Glove Inspection and Testing 6 Monthly for
TABPD-SQ | 1 | Rubber Glove Inspection and Testing-6 Monthly ( Legislative) | High Voltage Gloves | TAB-ELS-SQ-GLOVE | 59000000 | TAB-ELS-SQ-6159 | Rubber Glove Inspection and Testing 6 Monthly for
TABPD-SQ | 1 | Rubber Glove Inspection and Testing-6 Monthly ( Legislative) | High Voltage Gloves | TAB-ELS-SQ-GLOVE | 46000000 | TAB-ELS-SQ-6146 | Rubber Glove Inspection and Testing 6 Monthly for
TABPD-SQ | 1 | Rubber Glove Inspection and Testing-6 Monthly ( Legislative) | High Voltage Gloves | TAB-ELS-SQ-GLOVE | 63000000 | TAB-ELS-SQ-6163 | Rubber Glove Inspection and Testing 6 Monthly for
TABPD-SQ | 1 | Rubber Glove Inspection and Testing-6 Monthly ( Legislative) | High Voltage Gloves | TAB-ELS-SQ-GLOVE | 47000000 | TAB-ELS-SQ-6147 | Rubber Glove Inspection and Testing 6 Monthly for
TABPD-SQ | 1 | Rubber Glove Inspection and Testing-6 Monthly ( Legislative) | High Voltage Gloves | TAB-ELS-SQ-GLOVE | 64000000 | TAB-ELS-SQ-6164 | Rubber Glove Inspection and Testing 6 Monthly for
TABPD-SQ | 1 | Rubber Glove Inspection and Testing-6 Monthly ( Legislative) | High Voltage Gloves | TAB-ELS-SQ-GLOVE | 48000000 | TAB-ELS-SQ-6148 | Rubber Glove Inspection and Testing 6 Monthly for
TABPD-SQ | 1 | Rubber Glove Inspection and Testing-6 Monthly ( Legislative) | High Voltage Gloves | TAB-ELS-SQ-GLOVE | 66000000 | TAB-ELS-SQ-6166 | Rubber Glove Inspection and Testing 6 Monthly for
TABPD-SQ | 1 | Rubber Glove Inspection and Testing-6 Monthly ( Legislative) | High Voltage Gloves | TAB-ELS-SQ-GLOVE | 50000000 | TAB-ELS-SQ-6150 | Rubber Glove Inspection and Testing 6 Monthly for
TABPD-SQ | 1 | Rubber Glove Inspection and Testing-6 Monthly ( Legislative) | High Voltage Gloves | TAB-ELS-SQ-GLOVE | 69000000 | TAB-ELS-SQ-6169 | Rubber Glove Inspection and Testing 6 Monthly for
TABPD-SQ | 1 | Rubber Glove Inspection and Testing-6 Monthly ( Legislative) | High Voltage Gloves | TAB-ELS-SQ-GLOVE | 55000000 | TAB-ELS-SQ-6155 | Rubber Glove Inspection and Testing 6 Monthly for
TABPD-SQ | 1 | Rubber Glove Inspection and Testing-6 Monthly ( Legislative) | High Voltage Gloves | TAB-ELS-SQ-GLOVE | 71000000 | TAB-ELS-SQ-6171 | Rubber Glove Inspection and Testing 6 Monthly for
TABPD-SQ | 1 | Rubber Glove Inspection and Testing-6 Monthly ( Legislative) | High Voltage Gloves | TAB-ELS-SQ-GLOVE | 56000000 | TAB-ELS-SQ-6156 | Rubber Glove Inspection and Testing 6 Monthly for
TABPD-SQ | 1 | Rubber Glove Inspection and Testing-6 Monthly ( Legislative) | High Voltage Gloves | TAB-ELS-SQ-GLOVE | 72000000 | TAB-ELS-SQ-6172 | Rubber Glove Inspection and Testing 6 Monthly for
TABPD-SQ | 1 | Rubber Glove Inspection and Testing-6 Monthly ( Legislative) | High Voltage Gloves | TAB-ELS-SQ-GLOVE | 57000000 | TAB-ELS-SQ-6157 | Rubber Glove Inspection and Testing 6 Monthly for
TABPD-SQ | 1 | Rubber Glove Inspection and Testing-6 Monthly ( Legislative) | High Voltage Gloves | TAB-ELS-SQ-GLOVE | 74000000 | TAB-ELS-SQ-6174 | Rubber Glove Inspection and Testing 6 Monthly for
TABPD-SQ | 1 | Rubber Glove Inspection and Testing-6 Monthly ( Legislative) | High Voltage Gloves | TAB-ELS-SQ-GLOVE | 58000000 | TAB-ELS-SQ-6158 | Rubber Glove Inspection and Testing 6 Monthly for
TABPD-SQ | 1 | Rubber Glove Inspection and Testing-6 Monthly ( Legislative) | High Voltage Gloves | TAB-ELS-SQ-GLOVE | 76000000 | TAB-ELS-SQ-6176 | Rubber Glove Inspection and Testing 6 Monthly for
TABPD-SQ | 1 | Rubber Glove Inspection and Testing-6 Monthly ( Legislative) | High Voltage Gloves | TAB-ELS-SQ-GLOVE | 60000000 | TAB-ELS-SQ-6160 | Rubber Glove Inspection and Testing 6 Monthly for
TABPD-SQ | 1 | Rubber Glove Inspection and Testing-6 Monthly ( Legislative) | High Voltage Gloves | TAB-ELS-SQ-GLOVE | 79000000 | TAB-ELS-SQ-6179 | Rubber Glove Inspection and Testing 6 Monthly for
TABPD-SQ | 1 | Rubber Glove Inspection and Testing-6 Monthly ( Legislative) | High Voltage Gloves | TAB-ELS-SQ-GLOVE | 61000000 | TAB-ELS-SQ-6161 | Rubber Glove Inspection and Testing 6 Monthly for
TABPD-SQ | 1 | Rubber Glove Inspection and Testing-6 Monthly ( Legislative) | High Voltage Gloves | TAB-ELS-SQ-GLOVE | 62000000 | TAB-ELS-SQ-6162 | Rubber Glove Inspection and Testing 6 Monthly for
TABPD-SQ | 1 | Rubber Glove Inspection and Testing-6 Monthly ( Legislative) | High Voltage Gloves | TAB-ELS-SQ-GLOVE | 65000000 | TAB-ELS-SQ-6165 | Rubber Glove Inspection and Testing 6 Monthly for
TABPD-SQ | 1 | Rubber Glove Inspection and Testing-6 Monthly ( Legislative) | High Voltage Gloves | TAB-ELS-SQ-GLOVE | 67000000 | TAB-ELS-SQ-6167 | Rubber Glove Inspection and Testing 6 Monthly for
TABPD-SQ | 1 | Rubber Glove Inspection and Testing-6 Monthly ( Legislative) | High Voltage Gloves | TAB-ELS-SQ-GLOVE | 68000000 | TAB-ELS-SQ-6168 | Rubber Glove Inspection and Testing 6 Monthly for
TABPD-SQ | 1 | Rubber Glove Inspection and Testing-6 Monthly ( Legislative) | High Voltage Gloves | TAB-ELS-SQ-GLOVE | 70000000 | TAB-ELS-SQ-6170 | Rubber Glove Inspection and Testing 6 Monthly for
TABPD-SQ | 1 | Rubber Glove Inspection and Testing-6 Monthly ( Legislative) | High Voltage Gloves | TAB-ELS-SQ-GLOVE | 73000000 | TAB-ELS-SQ-6173 | Rubber Glove Inspection and Testing 6 Monthly for
TABPD-SQ | 1 | Rubber Glove Inspection and Testing-6 Monthly ( Legislative) | High Voltage Gloves | TAB-ELS-SQ-GLOVE | 75000000 | TAB-ELS-SQ-6175 | Rubber Glove Inspection and Testing 6 Monthly for
TABPD-SQ | 1 | Rubber Glove Inspection and Testing-6 Monthly ( Legislative) | High Voltage Gloves | TAB-ELS-SQ-GLOVE | 77000000 | TAB-ELS-SQ-6177 | Rubber Glove Inspection and Testing 6 Monthly for
TABPD-SQ | 1 | Rubber Glove Inspection and Testing-6 Monthly ( Legislative) | High Voltage Gloves | TAB-ELS-SQ-GLOVE | 78000000 | TAB-ELS-SQ-6178 | Rubber Glove Inspection and Testing 6 Monthly for
TABPD-SQ | 1 | Rubber Glove Inspection and Testing-6 Monthly ( Legislative) | High Voltage Gloves | TAB-ELS-SQ-GLOVE | 80000000 | TAB-ELS-SQ-6180 | Rubber Glove Inspection and Testing 6 Monthly for
TABPD-SQ | 7 | Portable ladder inspection (SOL)- Quarterly | TAB-Routine Work Area 8 | TAB-RTE-WA8 | 1000000 | TAB-ELS-LDR-4101 | Portable ladder inspection Quarterly for
TABPD-SQ | 7 | Portable ladder inspection (SOL)- Quarterly | TAB-Routine Work Area 8 | TAB-RTE-WA8 | 4000000 | TAB-ELS-LDR-4104 | Portable ladder inspection Quarterly for
TABPD-SQ | 7 | Portable ladder inspection (SOL)- Quarterly | TAB-Routine Work Area 8 | TAB-RTE-WA8 | 2000000 | TAB-ELS-LDR-4102 | Portable ladder inspection Quarterly for
TABPD-SQ | 7 | Portable ladder inspection (SOL)- Quarterly | TAB-Routine Work Area 8 | TAB-RTE-WA8 | 5000000 | TAB-ELS-LDR-4105 | Portable ladder inspection Quarterly for
TABPD-SQ | 7 | Portable ladder inspection (SOL)- Quarterly | TAB-Routine Work Area 8 | TAB-RTE-WA8 | 3000000 | TAB-ELS-LDR-4103 | Portable ladder inspection Quarterly for
TABPD-SQ | 7 | Portable ladder inspection (SOL)- Quarterly | TAB-Routine Work Area 8 | TAB-RTE-WA8 | 6000000 | TAB-ELS-LDR-4106 | Portable ladder inspection Quarterly for
TABWA1-PM | 1 | Conduit Flow Transmitter Verification- Quarterly | TAB-Routine Work Area 1 | TAB-RTE-WA1 | 3000000 | TAB-STR-PIT-0003X | Conduit Flow Transmitter Verification Quarterly forTAB
TABWA1-PM | 1 | Conduit Flow Transmitter Verification- Quarterly | TAB-Routine Work Area 1 | TAB-RTE-WA1 | 1000000 | TAB-STR-FIT-0002 | Conduit Flow Transmitter Verification Quarterly forTAB
TABWA1-PM | 1 | Conduit Flow Transmitter Verification- Quarterly | TAB-Routine Work Area 1 | TAB-RTE-WA1 | 4000000 | TAB-STR-PIT-0004X | Conduit Flow Transmitter Verification Quarterly forTAB
TABWA1-PM | 1 | Conduit Flow Transmitter Verification- Quarterly | TAB-Routine Work Area 1 | TAB-RTE-WA1 | 2000000 | TAB-STR-FIT-0001 | Conduit Flow Transmitter Verification Quarterly forTAB
TABWA1-PM | 2 | Exercise and inspect the Secondry Bypass Sluice gate valve- Quarterly | TAB-Routine Work Area 1 | TAB-RTE-WA1 | 1000000 | TAB-STR-G-0001 | Exercise and inspect the sluice gate valveEffluent Bypass for
TABWA1-PM | 2 | Exercise and inspect the Secondry Bypass Sluice gate valve- Quarterly | TAB-Routine Work Area 1 | TAB-RTE-WA1 | 2000000 | TAB-STR-G-0002 | Exercise and inspect the sluice gate valveEffluent Bypass for
TABWA1-PM | 10 | Test and check the UPS for RPU- Quarterly | TAB-Routine Work Area 1 | TAB-RTE-WA1 | 1000000 | TAB-PLT-UPS-0321 | Test and check the UPS for RPU Quarterly for
TABWA1-PM | 10 | Test and check the UPS for RPU- Quarterly | TAB-Routine Work Area 1 | TAB-RTE-WA1 | 2000000 | TAB-PLT-UPS-0322 | Test and check the UPS for RPU Quarterly for
TABWA1-PM | 10 | Test and check the UPS for RPU- Quarterly | TAB-Routine Work Area 1 | TAB-RTE-WA1 | 6000000 | TAB-PLT-UPS-0326 | Test and check the UPS for RPU Quarterly for
TABWA1-PM | 10 | Test and check the UPS for RPU- Quarterly | TAB-Routine Work Area 1 | TAB-RTE-WA1 | 3000000 | TAB-PLT-UPS-0323 | Test and check the UPS for RPU Quarterly for
TABWA1-PM | 10 | Test and check the UPS for RPU- Quarterly | TAB-Routine Work Area 1 | TAB-RTE-WA1 | 7000000 | TAB-PLT-UPS-0330 | Test and check the UPS for RPU Quarterly for
TABWA1-PM | 10 | Test and check the UPS for RPU- Quarterly | TAB-Routine Work Area 1 | TAB-RTE-WA1 | 4000000 | TAB-PLT-UPS-0324 | Test and check the UPS for RPU Quarterly for
TABWA1-PM | 10 | Test and check the UPS for RPU- Quarterly | TAB-Routine Work Area 1 | TAB-RTE-WA1 | 8000000 | TAB-PLT-UPS-0331 | Test and check the UPS for RPU Quarterly for
TABWA1-PM | 10 | Test and check the UPS for RPU- Quarterly | TAB-Routine Work Area 1 | TAB-RTE-WA1 | 5000000 | TAB-PLT-UPS-0325 | Test and check the UPS for RPU Quarterly for
TABWA1-PM | 10 | Test and check the UPS for RPU- Quarterly | TAB-Routine Work Area 1 | TAB-RTE-WA1 | 9000000 | TAB-PLT-UPS-0401 | Test and check the UPS for RPU Quarterly for
TABWA1-PM | 10 | Test and check the UPS for RPU- Quarterly | TAB-Routine Work Area 1 | TAB-RTE-WA1 | 10000000 | TAB-PLT-UPS-0402A | Test and check the UPS for RPU Quarterly for
TABWA1-PM | 10 | Test and check the UPS for RPU- Quarterly | TAB-Routine Work Area 1 | TAB-RTE-WA1 | 12000000 | TAB-PLT-UPS-0404 | Test and check the UPS for RPU Quarterly for
TABWA1-PM | 10 | Test and check the UPS for RPU- Quarterly | TAB-Routine Work Area 1 | TAB-RTE-WA1 | 11000000 | TAB-PLT-UPS-0403 | Test and check the UPS for RPU Quarterly for
TABWA1-PM | 10 | Test and check the UPS for RPU- Quarterly | TAB-Routine Work Area 1 | TAB-RTE-WA1 | 15000000 | TAB-PLT-UPS-0407 | Test and check the UPS for RPU Quarterly for
TABWA1-PM | 10 | Test and check the UPS for RPU- Quarterly | TAB-Routine Work Area 1 | TAB-RTE-WA1 | 13000000 | TAB-PLT-UPS-0405 | Test and check the UPS for RPU Quarterly for
TABWA1-PM | 10 | Test and check the UPS for RPU- Quarterly | TAB-Routine Work Area 1 | TAB-RTE-WA1 | 18000000 | TAB-PRM-UPS-0312 | Test and check the UPS for RPU Quarterly for
TABWA1-PM | 10 | Test and check the UPS for RPU- Quarterly | TAB-Routine Work Area 1 | TAB-RTE-WA1 | 14000000 | TAB-PLT-UPS-0406 | Test and check the UPS for RPU Quarterly for
TABWA1-PM | 10 | Test and check the UPS for RPU- Quarterly | TAB-Routine Work Area 1 | TAB-RTE-WA1 | 19000000 | TAB-PRM-UPS-0313 | Test and check the UPS for RPU Quarterly for
TABWA1-PM | 10 | Test and check the UPS for RPU- Quarterly | TAB-Routine Work Area 1 | TAB-RTE-WA1 | 16000000 | TAB-PLT-UPS-0408 | Test and check the UPS for RPU Quarterly for
TABWA1-PM | 10 | Test and check the UPS for RPU- Quarterly | TAB-Routine Work Area 1 | TAB-RTE-WA1 | 21000000 | TAB-PRM-UPS-0320 | Test and check the UPS for RPU Quarterly for
TABWA1-PM | 10 | Test and check the UPS for RPU- Quarterly | TAB-Routine Work Area 1 | TAB-RTE-WA1 | 17000000 | TAB-PRM-UPS-0311 | Test and check the UPS for RPU Quarterly for
TABWA1-PM | 10 | Test and check the UPS for RPU- Quarterly | TAB-Routine Work Area 1 | TAB-RTE-WA1 | 23000000 | TAB-PRM-UPS-0412 | Test and check the UPS for RPU Quarterly for
TABWA1-PM | 10 | Test and check the UPS for RPU- Quarterly | TAB-Routine Work Area 1 | TAB-RTE-WA1 | 20000000 | TAB-PRM-UPS-0314 | Test and check the UPS for RPU Quarterly for
TABWA1-PM | 10 | Test and check the UPS for RPU- Quarterly | TAB-Routine Work Area 1 | TAB-RTE-WA1 | 24000000 | TAB-ACC-UPS-6440 | Test and check the UPS for RPU Quarterly for
TABWA1-PM | 10 | Test and check the UPS for RPU- Quarterly | TAB-Routine Work Area 1 | TAB-RTE-WA1 | 22000000 | TAB-PRM-UPS-0411 | Test and check the UPS for RPU Quarterly for
TABWA1-PM | 10 | Test and check the UPS for RPU- Quarterly | TAB-Routine Work Area 1 | TAB-RTE-WA1 | 25000000 | TAB-ACC-UPS-6490 | Test and check the UPS for RPU Quarterly for
TABWA1-PM | 10 | Test and check the UPS for RPU- Quarterly | TAB-Routine Work Area 1 | TAB-RTE-WA1 | 26000000 | TAB-ACC-UPS-6500 | Test and check the UPS for RPU Quarterly for
TABWA1-PM | 10 | Test and check the UPS for RPU- Quarterly | TAB-Routine Work Area 1 | TAB-RTE-WA1 | 27000000 | TAB-ACC-UPS-6540 | Test and check the UPS for RPU Quarterly for
TABWA1-PM | 10 | Test and check the UPS for RPU- Quarterly | TAB-Routine Work Area 1 | TAB-RTE-WA1 | 28000000 | TAB-ACC-UPS-6550 | Test and check the UPS for RPU Quarterly for
TABWA1-PM | 10 | Test and check the UPS for RPU- Quarterly | TAB-Routine Work Area 1 | TAB-RTE-WA1 | 29000000 | TAB-ACC-UPS-6560 | Test and check the UPS for RPU Quarterly for
TABWA1-PM | 11 | Test and check the UPS for RPU- M&T Bldg-Quarterly | TAB-Routine Work Area 1 | TAB-RTE-WA1 | 2000000 | TAB-PAB-UPS-0222 | Test and check the UPS for RPU MT BldgQuarterly for
TABWA1-PM | 11 | Test and check the UPS for RPU- M&T Bldg-Quarterly | TAB-Routine Work Area 1 | TAB-RTE-WA1 | 1000000 | TAB-PAB-UPS-0221 | Test and check the UPS for RPU MT BldgQuarterly for
TABWA1-PM | 11 | Test and check the UPS for RPU- M&T Bldg-Quarterly | TAB-Routine Work Area 1 | TAB-RTE-WA1 | 4000000 | TAB-RSP-UPS-0202 | Test and check the UPS for RPU MT BldgQuarterly for
TABWA1-PM | 11 | Test and check the UPS for RPU- M&T Bldg-Quarterly | TAB-Routine Work Area 1 | TAB-RTE-WA1 | 3000000 | TAB-RSP-UPS-0201 | Test and check the UPS for RPU MT BldgQuarterly for
TABWA1-PM | 11 | Test and check the UPS for RPU- M&T Bldg-Quarterly | TAB-Routine Work Area 1 | TAB-RTE-WA1 | 8000000 | TAB-RSP-UPS-0212 | Test and check the UPS for RPU MT BldgQuarterly for
TABWA1-PM | 11 | Test and check the UPS for RPU- M&T Bldg-Quarterly | TAB-Routine Work Area 1 | TAB-RTE-WA1 | 5000000 | TAB-RSP-UPS-0203 | Test and check the UPS for RPU MT BldgQuarterly for
TABWA1-PM | 11 | Test and check the UPS for RPU- M&T Bldg-Quarterly | TAB-Routine Work Area 1 | TAB-RTE-WA1 | 10000000 | TAB-RSP-UPS-0214 | Test and check the UPS for RPU MT BldgQuarterly for
TABWA1-PM | 11 | Test and check the UPS for RPU- M&T Bldg-Quarterly | TAB-Routine Work Area 1 | TAB-RTE-WA1 | 6000000 | TAB-RSP-UPS-0204 | Test and check the UPS for RPU MT BldgQuarterly for
TABWA1-PM | 11 | Test and check the UPS for RPU- M&T Bldg-Quarterly | TAB-Routine Work Area 1 | TAB-RTE-WA1 | 11000000 | TAB-RSP-UPS-0215 | Test and check the UPS for RPU MT BldgQuarterly for
TABWA1-PM | 11 | Test and check the UPS for RPU- M&T Bldg-Quarterly | TAB-Routine Work Area 1 | TAB-RTE-WA1 | 7000000 | TAB-RSP-UPS-0211 | Test and check the UPS for RPU MT BldgQuarterly for
TABWA1-PM | 11 | Test and check the UPS for RPU- M&T Bldg-Quarterly | TAB-Routine Work Area 1 | TAB-RTE-WA1 | 14000000 | TAB-RSP-UPS-0232 | Test and check the UPS for RPU MT BldgQuarterly for
TABWA1-PM | 11 | Test and check the UPS for RPU- M&T Bldg-Quarterly | TAB-Routine Work Area 1 | TAB-RTE-WA1 | 9000000 | TAB-RSP-UPS-0213 | Test and check the UPS for RPU MT BldgQuarterly for
TABWA1-PM | 11 | Test and check the UPS for RPU- M&T Bldg-Quarterly | TAB-Routine Work Area 1 | TAB-RTE-WA1 | 16000000 | TAB-RSP-UPS-EIMCO-2 | Test and check the UPS for RPU MT BldgQuarterly for
TABWA1-PM | 11 | Test and check the UPS for RPU- M&T Bldg-Quarterly | TAB-Routine Work Area 1 | TAB-RTE-WA1 | 12000000 | TAB-RSP-UPS-0216 | Test and check the UPS for RPU MT BldgQuarterly for
TABWA1-PM | 11 | Test and check the UPS for RPU- M&T Bldg-Quarterly | TAB-Routine Work Area 1 | TAB-RTE-WA1 | 13000000 | TAB-RSP-UPS-0231 | Test and check the UPS for RPU MT BldgQuarterly for
TABWA1-PM | 11 | Test and check the UPS for RPU- M&T Bldg-Quarterly | TAB-Routine Work Area 1 | TAB-RTE-WA1 | 15000000 | TAB-RSP-UPS-EIMCO-1 | Test and check the UPS for RPU MT BldgQuarterly for
TABWA1-PRS | 1 | D Bldg Ferrous Chloride Tank and containment Area Inspection - Quarterly | Tank, Ferrous Chloride, D Building | TAB-PRS-T-0990 | 3000000 | TAB-PRS-FIT-0301 | D Bldg Ferrous Chloride Tank and containment Area Inspection Quarterly for
TABWA1-PRS | 1 | D Bldg Ferrous Chloride Tank and containment Area Inspection - Quarterly | Tank, Ferrous Chloride, D Building | TAB-PRS-T-0990 | 1000000 | TAB-PRS-T-0990 | D Bldg Ferrous Chloride Tank and containment Area Inspection Quarterly for
TABWA1-PRS | 1 | D Bldg Ferrous Chloride Tank and containment Area Inspection - Quarterly | Tank, Ferrous Chloride, D Building | TAB-PRS-T-0990 | 4000000 | TAB-PRS-LIT-0995 | D Bldg Ferrous Chloride Tank and containment Area Inspection Quarterly for
TABWA1-PRS | 1 | D Bldg Ferrous Chloride Tank and containment Area Inspection - Quarterly | Tank, Ferrous Chloride, D Building | TAB-PRS-T-0990 | 2000000 | TAB-PRS-FIT-1001 | D Bldg Ferrous Chloride Tank and containment Area Inspection Quarterly for
TABWA1-PRS | 1 | D Bldg Ferrous Chloride Tank and containment Area Inspection - Quarterly | Tank, Ferrous Chloride, D Building | TAB-PRS-T-0990 | 6000000 | TAB-PRS-LSHL-0994 | D Bldg Ferrous Chloride Tank and containment Area Inspection Quarterly for
TABWA1-PRS | 1 | D Bldg Ferrous Chloride Tank and containment Area Inspection - Quarterly | Tank, Ferrous Chloride, D Building | TAB-PRS-T-0990 | 5000000 | TAB-PRS-LSH-0990 | D Bldg Ferrous Chloride Tank and containment Area Inspection Quarterly for
TABWA1-PRS | 1 | D Bldg Ferrous Chloride Tank and containment Area Inspection - Quarterly | Tank, Ferrous Chloride, D Building | TAB-PRS-T-0990 | 7000000 | TAB-PRS-LSL-1002 | D Bldg Ferrous Chloride Tank and containment Area Inspection Quarterly for
TABWA1-SP | 1 | Verification and testing of Autosampler- Quarterly Routine | TAB-Routine Work Area 1 | TAB-RTE-WA1 | 3000000 | TAB-STR-SP-3001 | Verification and testing of Auto Sampler for
TABWA1-SP | 1 | Verification and testing of Autosampler- Quarterly Routine | TAB-Routine Work Area 1 | TAB-RTE-WA1 | 1000000 | TAB-STR-SP-1001 | Verification and testing of Auto Sampler for
TABWA1-SP | 1 | Verification and testing of Autosampler- Quarterly Routine | TAB-Routine Work Area 1 | TAB-RTE-WA1 | 2000000 | TAB-STR-SP-2001 | Verification and testing of Auto Sampler for
TABWA1-SP | 1 | Verification and testing of Autosampler- Quarterly Routine | TAB-Routine Work Area 1 | TAB-RTE-WA1 | 4000000 | TAB-STR-SP-4001 | Verification and testing of Auto Sampler for
TABWA1-SP | 1 | Verification and testing of Autosampler- Quarterly Routine | TAB-Routine Work Area 1 | TAB-RTE-WA1 | 5000000 | TAB-PRM-SP-9596 | Verification and testing of Auto Sampler for
TABWA1-SQ | 28 | First Aid Kit Inspections -M&T Bldg - Quarterly (Legislative) | TAB-Routine Work Area 1 | TAB-RTE-WA1 | 1000000 | TAB-RSP-SQ-9120 | First Aid Kit InspectionQuarterly for
TABWA1-SQ | 28 | First Aid Kit Inspections -M&T Bldg - Quarterly (Legislative) | TAB-Routine Work Area 1 | TAB-RTE-WA1 | 2000000 | TAB-RSP-SQ-9121 | First Aid Kit InspectionQuarterly for
TABWA1-SQ | 29 | First Aid Kit Inspections -WA1 - Quarterly (Legislative) | TAB-Routine Work Area 1 | TAB-RTE-WA1 | 1000000 | TAB-WA1-SQ-9117 | First Aid Kit InspectionQuarterly for
TABWA1-SQ | 29 | First Aid Kit Inspections -WA1 - Quarterly (Legislative) | TAB-Routine Work Area 1 | TAB-RTE-WA1 | 2000000 | TAB-WA1-SQ-9118 | First Aid Kit InspectionQuarterly for
TABWA1-SQ | 29 | First Aid Kit Inspections -WA1 - Quarterly (Legislative) | TAB-Routine Work Area 1 | TAB-RTE-WA1 | 3000000 | TAB-WA1-SQ-9119 | First Aid Kit InspectionQuarterly for
TABWA1-SQ | 38 | Primary Tanks P.S Atmosphere Monitoring Alarm Calibration- Yearly (Legislative) | TAB-Routine Work Area 1 | TAB-RTE-WA1 | 4000000 | TAB-PRM-AIT-7110E | Calibration of the gas detector for
TABWA1-SQ | 38 | Primary Tanks P.S Atmosphere Monitoring Alarm Calibration- Yearly (Legislative) | TAB-Routine Work Area 1 | TAB-RTE-WA1 | 1000000 | TAB-PRM-AIT-7110A | Calibration of the gas detector for
TABWA1-SQ | 38 | Primary Tanks P.S Atmosphere Monitoring Alarm Calibration- Yearly (Legislative) | TAB-Routine Work Area 1 | TAB-RTE-WA1 | 7000000 | TAB-PRM-AIT-7110H | Calibration of the gas detector for
TABWA1-SQ | 38 | Primary Tanks P.S Atmosphere Monitoring Alarm Calibration- Yearly (Legislative) | TAB-Routine Work Area 1 | TAB-RTE-WA1 | 2000000 | TAB-PRM-AIT-7110C | Calibration of the gas detector for
TABWA1-SQ | 38 | Primary Tanks P.S Atmosphere Monitoring Alarm Calibration- Yearly (Legislative) | TAB-Routine Work Area 1 | TAB-RTE-WA1 | 3000000 | TAB-PRM-AIT-7110D | Calibration of the gas detector for
TABWA1-SQ | 38 | Primary Tanks P.S Atmosphere Monitoring Alarm Calibration- Yearly (Legislative) | TAB-Routine Work Area 1 | TAB-RTE-WA1 | 5000000 | TAB-PRM-AIT-7110F | Calibration of the gas detector for
TABWA1-SQ | 38 | Primary Tanks P.S Atmosphere Monitoring Alarm Calibration- Yearly (Legislative) | TAB-Routine Work Area 1 | TAB-RTE-WA1 | 6000000 | TAB-PRM-AIT-7110G | Calibration of the gas detector for
TABWA1-SQ | 38 | Primary Tanks P.S Atmosphere Monitoring Alarm Calibration- Yearly (Legislative) | TAB-Routine Work Area 1 | TAB-RTE-WA1 | 8000000 | TAB-PRM-AIT-7110I | Calibration of the gas detector for
TABWA1-SQ | 41 | Eye Wash station Inspection- Weekly ( Legislative) | TAB-Routine Work Area 1 | TAB-RTE-WA1 | 6000000 | TAB-CW-SQ-0078 | Eye Wash station Inspection Weekly for
TABWA1-SQ | 41 | Eye Wash station Inspection- Weekly ( Legislative) | TAB-Routine Work Area 1 | TAB-RTE-WA1 | 1000000 | TAB-CW-SQ-0079 | Eye Wash station Inspection Weekly for
TABWA1-SQ | 41 | Eye Wash station Inspection- Weekly ( Legislative) | TAB-Routine Work Area 1 | TAB-RTE-WA1 | 7000000 | TAB-CW-SQ-0080 | Eye Wash station Inspection Weekly for
TABWA1-SQ | 41 | Eye Wash station Inspection- Weekly ( Legislative) | TAB-Routine Work Area 1 | TAB-RTE-WA1 | 3000000 | TAB-PRM-SQ-0084 | Eye Wash station Inspection Weekly for
TABWA1-SQ | 41 | Eye Wash station Inspection- Weekly ( Legislative) | TAB-Routine Work Area 1 | TAB-RTE-WA1 | 11000000 | TAB-SES-SQ-0088 | Eye Wash station Inspection Weekly for
TABWA1-SQ | 41 | Eye Wash station Inspection- Weekly ( Legislative) | TAB-Routine Work Area 1 | TAB-RTE-WA1 | 5000000 | TAB-CW-SQ-0077 | Eye Wash station Inspection Weekly for
TABWA1-SQ | 41 | Eye Wash station Inspection- Weekly ( Legislative) | TAB-Routine Work Area 1 | TAB-RTE-WA1 | 12000000 | TAB-CW-SQ-0074 | Eye Wash station Inspection Weekly for
TABWA1-SQ | 41 | Eye Wash station Inspection- Weekly ( Legislative) | TAB-Routine Work Area 1 | TAB-RTE-WA1 | 9000000 | TAB-CW-SQ-0097 | Eye Wash station Inspection Weekly for
TABWA1-SQ | 41 | Eye Wash station Inspection- Weekly ( Legislative) | TAB-Routine Work Area 1 | TAB-RTE-WA1 | 13000000 | TAB-CW-FSH-0074 | Eye Wash station Inspection Weekly for
TABWA1-SQ | 41 | Eye Wash station Inspection- Weekly ( Legislative) | TAB-Routine Work Area 1 | TAB-RTE-WA1 | 15000000 | TAB-CW-FSH-0078 | Eye Wash station Inspection Weekly for
TABWA1-SQ | 41 | Eye Wash station Inspection- Weekly ( Legislative) | TAB-Routine Work Area 1 | TAB-RTE-WA1 | 14000000 | TAB-CW-FSH-0076 | Eye Wash station Inspection Weekly for
TABWA1-SQ | 41 | Eye Wash station Inspection- Weekly ( Legislative) | TAB-Routine Work Area 1 | TAB-RTE-WA1 | 16000000 | TAB-CW-FSH-0079 | Eye Wash station Inspection Weekly for
TABWA1-SQ | 44 | Portable ladder inspection- Quarterly | TAB-Routine Work Area 1 | TAB-RTE-WA1 | 4000000 | TAB-WA1-LDR-1304 | Portable ladder inspection Quarterly for
TABWA1-SQ | 44 | Portable ladder inspection- Quarterly | TAB-Routine Work Area 1 | TAB-RTE-WA1 | 1000000 | TAB-WA1-LDR-1301 | Portable ladder inspection Quarterly for
TABWA1-SQ | 44 | Portable ladder inspection- Quarterly | TAB-Routine Work Area 1 | TAB-RTE-WA1 | 5000000 | TAB-WA1-LDR-1305 | Portable ladder inspection Quarterly for
TABWA1-SQ | 44 | Portable ladder inspection- Quarterly | TAB-Routine Work Area 1 | TAB-RTE-WA1 | 2000000 | TAB-WA1-LDR-1302 | Portable ladder inspection Quarterly for
TABWA1-SQ | 44 | Portable ladder inspection- Quarterly | TAB-Routine Work Area 1 | TAB-RTE-WA1 | 6000000 | TAB-WA1-LDR-1306 | Portable ladder inspection Quarterly for
TABWA1-SQ | 44 | Portable ladder inspection- Quarterly | TAB-Routine Work Area 1 | TAB-RTE-WA1 | 3000000 | TAB-WA1-LDR-1303 | Portable ladder inspection Quarterly for
TABWA1-SQ | 44 | Portable ladder inspection- Quarterly | TAB-Routine Work Area 1 | TAB-RTE-WA1 | 7000000 | TAB-WA1-LDR-1307 | Portable ladder inspection Quarterly for
TABWA1-SQ | 44 | Portable ladder inspection- Quarterly | TAB-Routine Work Area 1 | TAB-RTE-WA1 | 9000000 | TAB-WA1-LDR-1309 | Portable ladder inspection Quarterly for
TABWA1-SQ | 44 | Portable ladder inspection- Quarterly | TAB-Routine Work Area 1 | TAB-RTE-WA1 | 8000000 | TAB-WA1-LDR-1308 | Portable ladder inspection Quarterly for
TABWA1-SQ | 44 | Portable ladder inspection- Quarterly | TAB-Routine Work Area 1 | TAB-RTE-WA1 | 10000000 | TAB-WA1-LDR-1310 | Portable ladder inspection Quarterly for
TABWA1-SQ | 44 | Portable ladder inspection- Quarterly | TAB-Routine Work Area 1 | TAB-RTE-WA1 | 11000000 | TAB-WA1-LDR-1311 | Portable ladder inspection Quarterly for
TABWA1-SQ | 44 | Portable ladder inspection- Quarterly | TAB-Routine Work Area 1 | TAB-RTE-WA1 | 12000000 | TAB-WA1-LDR-1312 | Portable ladder inspection Quarterly for
TABWA1-SQ | 44 | Portable ladder inspection- Quarterly | TAB-Routine Work Area 1 | TAB-RTE-WA1 | 13000000 | TAB-WA1-LDR-1313 | Portable ladder inspection Quarterly for
TABWA1-SQ | 44 | Portable ladder inspection- Quarterly | TAB-Routine Work Area 1 | TAB-RTE-WA1 | 15000000 | TAB-WA1-LDR-1315 | Portable ladder inspection Quarterly for
TABWA1-SQ | 44 | Portable ladder inspection- Quarterly | TAB-Routine Work Area 1 | TAB-RTE-WA1 | 14000000 | TAB-WA1-LDR-1314 | Portable ladder inspection Quarterly for
TABWA1-SQ | 44 | Portable ladder inspection- Quarterly | TAB-Routine Work Area 1 | TAB-RTE-WA1 | 17000000 | TAB-WA1-LDR-1317 | Portable ladder inspection Quarterly for
TABWA1-SQ | 44 | Portable ladder inspection- Quarterly | TAB-Routine Work Area 1 | TAB-RTE-WA1 | 16000000 | TAB-WA1-LDR-1316 | Portable ladder inspection Quarterly for
TABWA1-SQ | 44 | Portable ladder inspection- Quarterly | TAB-Routine Work Area 1 | TAB-RTE-WA1 | 18000000 | TAB-WA1-LDR-1318 | Portable ladder inspection Quarterly for
TABWA1-SQ | 44 | Portable ladder inspection- Quarterly | TAB-Routine Work Area 1 | TAB-RTE-WA1 | 19000000 | TAB-WA1-LDR-1319 | Portable ladder inspection Quarterly for
TABWA1-SQ | 44 | Portable ladder inspection- Quarterly | TAB-Routine Work Area 1 | TAB-RTE-WA1 | 20000000 | TAB-WA1-LDR-1320 | Portable ladder inspection Quarterly for
TABWA1-SQ | 44 | Portable ladder inspection- Quarterly | TAB-Routine Work Area 1 | TAB-RTE-WA1 | 22000000 | TAB-WA1-LDR-1322 | Portable ladder inspection Quarterly for
TABWA1-SQ | 44 | Portable ladder inspection- Quarterly | TAB-Routine Work Area 1 | TAB-RTE-WA1 | 21000000 | TAB-WA1-LDR-1321 | Portable ladder inspection Quarterly for
TABWA1-SQ | 44 | Portable ladder inspection- Quarterly | TAB-Routine Work Area 1 | TAB-RTE-WA1 | 24000000 | TAB-WA1-LDR-1324 | Portable ladder inspection Quarterly for
TABWA1-SQ | 44 | Portable ladder inspection- Quarterly | TAB-Routine Work Area 1 | TAB-RTE-WA1 | 23000000 | TAB-WA1-LDR-1323 | Portable ladder inspection Quarterly for
TABWA1-SQ | 44 | Portable ladder inspection- Quarterly | TAB-Routine Work Area 1 | TAB-RTE-WA1 | 25000000 | TAB-WA1-LDR-1325 | Portable ladder inspection Quarterly for
TABWA1-SQ | 44 | Portable ladder inspection- Quarterly | TAB-Routine Work Area 1 | TAB-RTE-WA1 | 26000000 | TAB-WA1-LDR-1326 | Portable ladder inspection Quarterly for
TABWA1-SQ | 44 | Portable ladder inspection- Quarterly | TAB-Routine Work Area 1 | TAB-RTE-WA1 | 27000000 | TAB-WA1-LDR-1327 | Portable ladder inspection Quarterly for
TABWA1-SQ | 44 | Portable ladder inspection- Quarterly | TAB-Routine Work Area 1 | TAB-RTE-WA1 | 28000000 | TAB-WA1-LDR-1328 | Portable ladder inspection Quarterly for
TABWA1-SQ | 44 | Portable ladder inspection- Quarterly | TAB-Routine Work Area 1 | TAB-RTE-WA1 | 29000000 | TAB-WA1-LDR-1329 | Portable ladder inspection Quarterly for
TABWA1-SQ | 44 | Portable ladder inspection- Quarterly | TAB-Routine Work Area 1 | TAB-RTE-WA1 | 30000000 | TAB-WA1-LDR-1330 | Portable ladder inspection Quarterly for
TABWA1-SQ | 44 | Portable ladder inspection- Quarterly | TAB-Routine Work Area 1 | TAB-RTE-WA1 | 32000000 | TAB-WA1-LDR-1332 | Portable ladder inspection Quarterly for
TABWA1-SQ | 44 | Portable ladder inspection- Quarterly | TAB-Routine Work Area 1 | TAB-RTE-WA1 | 31000000 | TAB-WA1-LDR-1331 | Portable ladder inspection Quarterly for
TABWA1-SQ | 45 | Review of LOTO Log Book by ASPOM- 2 Months | TAB-Routine Work Area 1 | TAB-RTE-WA1 | 6000000 | TAB-WA1-SQ-8060 | Review of LOTO Log Book by ASPOM 2 Months 0004 for
TABWA1-SQ | 45 | Review of LOTO Log Book by ASPOM- 2 Months | TAB-Routine Work Area 1 | TAB-RTE-WA1 | 1000000 | TAB-WA1-SQ-8010 | Review of LOTO Log Book by ASPOM 2 Months 0004 for
TABWA1-SQ | 45 | Review of LOTO Log Book by ASPOM- 2 Months | TAB-Routine Work Area 1 | TAB-RTE-WA1 | 2000000 | TAB-WA1-SQ-8020 | Review of LOTO Log Book by ASPOM 2 Months 0004 for
TABWA1-SQ | 45 | Review of LOTO Log Book by ASPOM- 2 Months | TAB-Routine Work Area 1 | TAB-RTE-WA1 | 3000000 | TAB-WA1-SQ-8030 | Review of LOTO Log Book by ASPOM 2 Months 0004 for
TABWA1-SQ | 45 | Review of LOTO Log Book by ASPOM- 2 Months | TAB-Routine Work Area 1 | TAB-RTE-WA1 | 4000000 | TAB-WA1-SQ-8040 | Review of LOTO Log Book by ASPOM 2 Months 0004 for
TABWA1-SQ | 45 | Review of LOTO Log Book by ASPOM- 2 Months | TAB-Routine Work Area 1 | TAB-RTE-WA1 | 5000000 | TAB-WA1-SQ-8050 | Review of LOTO Log Book by ASPOM 2 Months 0004 for
TABWA1-SQ | 50 | Calibration and Recertification of the Portable Gas Detectors-MSA -6 Months | TAB-Routine Work Area 1 | TAB-RTE-WA1 | 3000000 | TAB-PRM-AM-6658 | Calibration and Recertification of the Portable Gas DetectorsMSA 6 Months for
TABWA1-SQ | 50 | Calibration and Recertification of the Portable Gas Detectors-MSA -6 Months | TAB-Routine Work Area 1 | TAB-RTE-WA1 | 1000000 | TAB-PRM-AM-3197 | Calibration and Recertification of the Portable Gas DetectorsMSA 6 Months for
TABWA1-SQ | 50 | Calibration and Recertification of the Portable Gas Detectors-MSA -6 Months | TAB-Routine Work Area 1 | TAB-RTE-WA1 | 4000000 | TAB-PRM-AM-7389 | Calibration and Recertification of the Portable Gas DetectorsMSA 6 Months for
TABWA1-SQ | 50 | Calibration and Recertification of the Portable Gas Detectors-MSA -6 Months | TAB-Routine Work Area 1 | TAB-RTE-WA1 | 2000000 | TAB-PRM-AM-3210 | Calibration and Recertification of the Portable Gas DetectorsMSA 6 Months for
TABWA1-SQ | 50 | Calibration and Recertification of the Portable Gas Detectors-MSA -6 Months | TAB-Routine Work Area 1 | TAB-RTE-WA1 | 7000000 | TAB-RSP-AM-0301 | Calibration and Recertification of the Portable Gas DetectorsMSA 6 Months for
TABWA1-SQ | 50 | Calibration and Recertification of the Portable Gas Detectors-MSA -6 Months | TAB-Routine Work Area 1 | TAB-RTE-WA1 | 5000000 | TAB-PRM-AM-7392 | Calibration and Recertification of the Portable Gas DetectorsMSA 6 Months for
TABWA1-SQ | 50 | Calibration and Recertification of the Portable Gas Detectors-MSA -6 Months | TAB-Routine Work Area 1 | TAB-RTE-WA1 | 10000000 | TAB-RSP-AM-0304 | Calibration and Recertification of the Portable Gas DetectorsMSA 6 Months for
TABWA1-SQ | 50 | Calibration and Recertification of the Portable Gas Detectors-MSA -6 Months | TAB-Routine Work Area 1 | TAB-RTE-WA1 | 6000000 | TAB-PRM-AM-7509 | Calibration and Recertification of the Portable Gas DetectorsMSA 6 Months for
TABWA1-SQ | 50 | Calibration and Recertification of the Portable Gas Detectors-MSA -6 Months | TAB-Routine Work Area 1 | TAB-RTE-WA1 | 8000000 | TAB-RSP-AM-0302 | Calibration and Recertification of the Portable Gas DetectorsMSA 6 Months for
TABWA1-SQ | 50 | Calibration and Recertification of the Portable Gas Detectors-MSA -6 Months | TAB-Routine Work Area 1 | TAB-RTE-WA1 | 9000000 | TAB-RSP-AM-0303 | Calibration and Recertification of the Portable Gas DetectorsMSA 6 Months for
TABWA2-PM | 4 | Test and check the UPS for RPU- Quarterly | TAB-Routine Work Area 2 | TAB-RTE-WA2 | 1000000 | TAB-OCS-UPS-0516 | Test and check the UPS for RPU Quarterly for
TABWA2-PM | 4 | Test and check the UPS for RPU- Quarterly | TAB-Routine Work Area 2 | TAB-RTE-WA2 | 3000000 | TAB-OCS-UPS-0518 | Test and check the UPS for RPU Quarterly for
TABWA2-PM | 4 | Test and check the UPS for RPU- Quarterly | TAB-Routine Work Area 2 | TAB-RTE-WA2 | 2000000 | TAB-OCS-UPS-0517 | Test and check the UPS for RPU Quarterly for
TABWA2-PM | 4 | Test and check the UPS for RPU- Quarterly | TAB-Routine Work Area 2 | TAB-RTE-WA2 | 5000000 | TAB-STR-UPS-0502 | Test and check the UPS for RPU Quarterly for
TABWA2-PM | 4 | Test and check the UPS for RPU- Quarterly | TAB-Routine Work Area 2 | TAB-RTE-WA2 | 4000000 | TAB-STR-UPS-0501 | Test and check the UPS for RPU Quarterly for
TABWA2-PM | 4 | Test and check the UPS for RPU- Quarterly | TAB-Routine Work Area 2 | TAB-RTE-WA2 | 6000000 | TAB-STR-UPS-0503 | Test and check the UPS for RPU Quarterly for
TABWA2-PM | 4 | Test and check the UPS for RPU- Quarterly | TAB-Routine Work Area 2 | TAB-RTE-WA2 | 7000000 | TAB-STR-UPS-0504 | Test and check the UPS for RPU Quarterly for
TABWA2-PM | 4 | Test and check the UPS for RPU- Quarterly | TAB-Routine Work Area 2 | TAB-RTE-WA2 | 8000000 | TAB-STR-UPS-0505 | Test and check the UPS for RPU Quarterly for
TABWA2-PM | 4 | Test and check the UPS for RPU- Quarterly | TAB-Routine Work Area 2 | TAB-RTE-WA2 | 9000000 | TAB-STR-UPS-0506 | Test and check the UPS for RPU Quarterly for
TABWA2-PM | 4 | Test and check the UPS for RPU- Quarterly | TAB-Routine Work Area 2 | TAB-RTE-WA2 | 11000000 | TAB-STR-UPS-0508 | Test and check the UPS for RPU Quarterly for
TABWA2-PM | 4 | Test and check the UPS for RPU- Quarterly | TAB-Routine Work Area 2 | TAB-RTE-WA2 | 10000000 | TAB-STR-UPS-0507 | Test and check the UPS for RPU Quarterly for
TABWA2-PM | 4 | Test and check the UPS for RPU- Quarterly | TAB-Routine Work Area 2 | TAB-RTE-WA2 | 12000000 | TAB-STR-UPS-0509 | Test and check the UPS for RPU Quarterly for
TABWA2-PM | 4 | Test and check the UPS for RPU- Quarterly | TAB-Routine Work Area 2 | TAB-RTE-WA2 | 13000000 | TAB-STR-UPS-0511 | Test and check the UPS for RPU Quarterly for
TABWA2-PM | 4 | Test and check the UPS for RPU- Quarterly | TAB-Routine Work Area 2 | TAB-RTE-WA2 | 14000000 | TAB-STR-UPS-0515 | Test and check the UPS for RPU Quarterly for
TABWA2-PM | 4 | Test and check the UPS for RPU- Quarterly | TAB-Routine Work Area 2 | TAB-RTE-WA2 | 18000000 | TAB-STR-UPS-0710 | Test and check the UPS for RPU Quarterly for
TABWA2-PM | 4 | Test and check the UPS for RPU- Quarterly | TAB-Routine Work Area 2 | TAB-RTE-WA2 | 15000000 | TAB-STR-UPS-0707 | Test and check the UPS for RPU Quarterly for
TABWA2-PM | 4 | Test and check the UPS for RPU- Quarterly | TAB-Routine Work Area 2 | TAB-RTE-WA2 | 21000000 | TAB-STR-UPS-0723 | Test and check the UPS for RPU Quarterly for
TABWA2-PM | 4 | Test and check the UPS for RPU- Quarterly | TAB-Routine Work Area 2 | TAB-RTE-WA2 | 16000000 | TAB-STR-UPS-0708 | Test and check the UPS for RPU Quarterly for
TABWA2-PM | 4 | Test and check the UPS for RPU- Quarterly | TAB-Routine Work Area 2 | TAB-RTE-WA2 | 22000000 | TAB-STR-UPS-0724 | Test and check the UPS for RPU Quarterly for
TABWA2-PM | 4 | Test and check the UPS for RPU- Quarterly | TAB-Routine Work Area 2 | TAB-RTE-WA2 | 17000000 | TAB-STR-UPS-0709 | Test and check the UPS for RPU Quarterly for
TABWA2-PM | 4 | Test and check the UPS for RPU- Quarterly | TAB-Routine Work Area 2 | TAB-RTE-WA2 | 24000000 | TAB-STR-UPS-0726 | Test and check the UPS for RPU Quarterly for
TABWA2-PM | 4 | Test and check the UPS for RPU- Quarterly | TAB-Routine Work Area 2 | TAB-RTE-WA2 | 19000000 | TAB-STR-UPS-0711 | Test and check the UPS for RPU Quarterly for
TABWA2-PM | 4 | Test and check the UPS for RPU- Quarterly | TAB-Routine Work Area 2 | TAB-RTE-WA2 | 29000000 | TAB-PWA-UPS-0421 | Test and check the UPS for RPU Quarterly for
TABWA2-PM | 4 | Test and check the UPS for RPU- Quarterly | TAB-Routine Work Area 2 | TAB-RTE-WA2 | 20000000 | TAB-STR-UPS-0722 | Test and check the UPS for RPU Quarterly for
TABWA2-PM | 4 | Test and check the UPS for RPU- Quarterly | TAB-Routine Work Area 2 | TAB-RTE-WA2 | 30000000 | TAB-PWA-UPS-0830 | Test and check the UPS for RPU Quarterly for
TABWA2-PM | 4 | Test and check the UPS for RPU- Quarterly | TAB-Routine Work Area 2 | TAB-RTE-WA2 | 23000000 | TAB-STR-UPS-0725 | Test and check the UPS for RPU Quarterly for
TABWA2-PM | 4 | Test and check the UPS for RPU- Quarterly | TAB-Routine Work Area 2 | TAB-RTE-WA2 | 31000000 | TAB-STR-UPS-0721 | Test and check the UPS for RPU Quarterly for
TABWA2-PM | 4 | Test and check the UPS for RPU- Quarterly | TAB-Routine Work Area 2 | TAB-RTE-WA2 | 25000000 | TAB-OCS-UPS-0519 | Test and check the UPS for RPU Quarterly for
TABWA2-PM | 4 | Test and check the UPS for RPU- Quarterly | TAB-Routine Work Area 2 | TAB-RTE-WA2 | 26000000 | TAB-PRS-UPS-0521 | Test and check the UPS for RPU Quarterly for
TABWA2-PM | 4 | Test and check the UPS for RPU- Quarterly | TAB-Routine Work Area 2 | TAB-RTE-WA2 | 27000000 | TAB-PRS-UPS-0524 | Test and check the UPS for RPU Quarterly for
TABWA2-PM | 4 | Test and check the UPS for RPU- Quarterly | TAB-Routine Work Area 2 | TAB-RTE-WA2 | 28000000 | TAB-PWA-UPS-0420 | Test and check the UPS for RPU Quarterly for
TABWA2-PRS | 1 | Plant Technician Daily Ferrous chloride System Inspections- Monday | TAB-Routine Work Area 2 | TAB-RTE-WA2 | 2000000 | TAB-PRS-T-0202 | Ferrous chloride System InspectionsDaily for
TABWA2-PRS | 1 | Plant Technician Daily Ferrous chloride System Inspections- Monday | TAB-Routine Work Area 2 | TAB-RTE-WA2 | 1000000 | TAB-PRS-T-0201 | Ferrous chloride System InspectionsDaily for
TABWA2-PRS | 1 | Plant Technician Daily Ferrous chloride System Inspections- Monday | TAB-Routine Work Area 2 | TAB-RTE-WA2 | 3000000 | TAB-PRS-T-0203 | Ferrous chloride System InspectionsDaily for
TABWA2-PRS | 1 | Plant Technician Daily Ferrous chloride System Inspections- Monday | TAB-Routine Work Area 2 | TAB-RTE-WA2 | 4000000 | TAB-PRS-T-0204 | Ferrous chloride System InspectionsDaily for
TABWA2-PRS | 1 | Plant Technician Daily Ferrous chloride System Inspections- Monday | TAB-Routine Work Area 2 | TAB-RTE-WA2 | 8000000 | TAB-PRS-T-0208 | Ferrous chloride System InspectionsDaily for
TABWA2-PRS | 1 | Plant Technician Daily Ferrous chloride System Inspections- Monday | TAB-Routine Work Area 2 | TAB-RTE-WA2 | 5000000 | TAB-PRS-T-0205 | Ferrous chloride System InspectionsDaily for
TABWA2-PRS | 1 | Plant Technician Daily Ferrous chloride System Inspections- Monday | TAB-Routine Work Area 2 | TAB-RTE-WA2 | 9000000 | TAB-PRS-T-0209 | Ferrous chloride System InspectionsDaily for
TABWA2-PRS | 1 | Plant Technician Daily Ferrous chloride System Inspections- Monday | TAB-Routine Work Area 2 | TAB-RTE-WA2 | 6000000 | TAB-PRS-T-0207 | Ferrous chloride System InspectionsDaily for
TABWA2-PRS | 1 | Plant Technician Daily Ferrous chloride System Inspections- Monday | TAB-Routine Work Area 2 | TAB-RTE-WA2 | 12000000 | TAB-PRS-F-0103? | Ferrous chloride System InspectionsDaily for
TABWA2-PRS | 1 | Plant Technician Daily Ferrous chloride System Inspections- Monday | TAB-Routine Work Area 2 | TAB-RTE-WA2 | 7000000 | TAB-PRS-T-0207 | Ferrous chloride System InspectionsDaily for
TABWA2-PRS | 1 | Plant Technician Daily Ferrous chloride System Inspections- Monday | TAB-Routine Work Area 2 | TAB-RTE-WA2 | 15000000 | TAB-PRS-P-3130? | Ferrous chloride System InspectionsDaily for
TABWA2-PRS | 1 | Plant Technician Daily Ferrous chloride System Inspections- Monday | TAB-Routine Work Area 2 | TAB-RTE-WA2 | 10000000 | TAB-PRS-F-0101? | Ferrous chloride System InspectionsDaily for
TABWA2-PRS | 1 | Plant Technician Daily Ferrous chloride System Inspections- Monday | TAB-Routine Work Area 2 | TAB-RTE-WA2 | 16000000 | TAB-PRS-P-3140? | Ferrous chloride System InspectionsDaily for
TABWA2-PRS | 1 | Plant Technician Daily Ferrous chloride System Inspections- Monday | TAB-Routine Work Area 2 | TAB-RTE-WA2 | 11000000 | TAB-PRS-F-0102? | Ferrous chloride System InspectionsDaily for
TABWA2-PRS | 1 | Plant Technician Daily Ferrous chloride System Inspections- Monday | TAB-Routine Work Area 2 | TAB-RTE-WA2 | 19000000 | TAB-PRS-P-3230? | Ferrous chloride System InspectionsDaily for
TABWA2-PRS | 1 | Plant Technician Daily Ferrous chloride System Inspections- Monday | TAB-Routine Work Area 2 | TAB-RTE-WA2 | 13000000 | TAB-PRS-P-3110? | Ferrous chloride System InspectionsDaily for
TABWA2-PRS | 1 | Plant Technician Daily Ferrous chloride System Inspections- Monday | TAB-Routine Work Area 2 | TAB-RTE-WA2 | 20000000 | TAB-PRS-P-3240? | Ferrous chloride System InspectionsDaily for
TABWA2-PRS | 1 | Plant Technician Daily Ferrous chloride System Inspections- Monday | TAB-Routine Work Area 2 | TAB-RTE-WA2 | 14000000 | TAB-PRS-P-3120? | Ferrous chloride System InspectionsDaily for
TABWA2-PRS | 1 | Plant Technician Daily Ferrous chloride System Inspections- Monday | TAB-Routine Work Area 2 | TAB-RTE-WA2 | 21000000 | TAB-PRS-P-3310? | Ferrous chloride System InspectionsDaily for
TABWA2-PRS | 1 | Plant Technician Daily Ferrous chloride System Inspections- Monday | TAB-Routine Work Area 2 | TAB-RTE-WA2 | 17000000 | TAB-PRS-P-3210? | Ferrous chloride System InspectionsDaily for
TABWA2-PRS | 1 | Plant Technician Daily Ferrous chloride System Inspections- Monday | TAB-Routine Work Area 2 | TAB-RTE-WA2 | 23000000 | TAB-PRS-P-3330? | Ferrous chloride System InspectionsDaily for
TABWA2-PRS | 1 | Plant Technician Daily Ferrous chloride System Inspections- Monday | TAB-Routine Work Area 2 | TAB-RTE-WA2 | 18000000 | TAB-PRS-P-3220? | Ferrous chloride System InspectionsDaily for
TABWA2-PRS | 1 | Plant Technician Daily Ferrous chloride System Inspections- Monday | TAB-Routine Work Area 2 | TAB-RTE-WA2 | 25000000 | TAB-PRS-P-3410 | Ferrous chloride System InspectionsDaily for
TABWA2-PRS | 1 | Plant Technician Daily Ferrous chloride System Inspections- Monday | TAB-Routine Work Area 2 | TAB-RTE-WA2 | 22000000 | TAB-PRS-P-3320? | Ferrous chloride System InspectionsDaily for
TABWA2-PRS | 1 | Plant Technician Daily Ferrous chloride System Inspections- Monday | TAB-Routine Work Area 2 | TAB-RTE-WA2 | 28000000 | TAB-PRS-P-3440 | Ferrous chloride System InspectionsDaily for
TABWA2-PRS | 1 | Plant Technician Daily Ferrous chloride System Inspections- Monday | TAB-Routine Work Area 2 | TAB-RTE-WA2 | 24000000 | TAB-PRS-P-3340? | Ferrous chloride System InspectionsDaily for
TABWA2-PRS | 1 | Plant Technician Daily Ferrous chloride System Inspections- Monday | TAB-Routine Work Area 2 | TAB-RTE-WA2 | 29000000 | TAB-PRS-P-0301 | Ferrous chloride System InspectionsDaily for
TABWA2-PRS | 1 | Plant Technician Daily Ferrous chloride System Inspections- Monday | TAB-Routine Work Area 2 | TAB-RTE-WA2 | 26000000 | TAB-PRS-P-3420 | Ferrous chloride System InspectionsDaily for
TABWA2-PRS | 1 | Plant Technician Daily Ferrous chloride System Inspections- Monday | TAB-Routine Work Area 2 | TAB-RTE-WA2 | 35000000 | TAB-PRS-P-8099 | Ferrous chloride System InspectionsDaily for
TABWA2-PRS | 1 | Plant Technician Daily Ferrous chloride System Inspections- Monday | TAB-Routine Work Area 2 | TAB-RTE-WA2 | 27000000 | TAB-PRS-P-3430 | Ferrous chloride System InspectionsDaily for
TABWA2-PRS | 1 | Plant Technician Daily Ferrous chloride System Inspections- Monday | TAB-Routine Work Area 2 | TAB-RTE-WA2 | 37000000 | TAB-PRS-P-8101 | Ferrous chloride System InspectionsDaily for
TABWA2-PRS | 1 | Plant Technician Daily Ferrous chloride System Inspections- Monday | TAB-Routine Work Area 2 | TAB-RTE-WA2 | 30000000 | TAB-PRS-P-0302 | Ferrous chloride System InspectionsDaily for
TABWA2-PRS | 1 | Plant Technician Daily Ferrous chloride System Inspections- Monday | TAB-Routine Work Area 2 | TAB-RTE-WA2 | 31000000 | TAB-PRS-P-0303 | Ferrous chloride System InspectionsDaily for
TABWA2-PRS | 1 | Plant Technician Daily Ferrous chloride System Inspections- Monday | TAB-Routine Work Area 2 | TAB-RTE-WA2 | 32000000 | TAB-PRS-P-0303B | Ferrous chloride System InspectionsDaily for
TABWA2-PRS | 1 | Plant Technician Daily Ferrous chloride System Inspections- Monday | TAB-Routine Work Area 2 | TAB-RTE-WA2 | 33000000 | TAB-PRS-P-3004 | Ferrous chloride System InspectionsDaily for
TABWA2-PRS | 1 | Plant Technician Daily Ferrous chloride System Inspections- Monday | TAB-Routine Work Area 2 | TAB-RTE-WA2 | 34000000 | TAB-PRS-P-5000 | Ferrous chloride System InspectionsDaily for
TABWA2-PRS | 1 | Plant Technician Daily Ferrous chloride System Inspections- Monday | TAB-Routine Work Area 2 | TAB-RTE-WA2 | 36000000 | TAB-PRS-P-8100 | Ferrous chloride System InspectionsDaily for
TABWA2-PRS | 1 | Plant Technician Daily Ferrous chloride System Inspections- Monday | TAB-Routine Work Area 2 | TAB-RTE-WA2 | 38000000 | TAB-PRS-P-8101B | Ferrous chloride System InspectionsDaily for
TABWA2-PRS | 1 | Plant Technician Daily Ferrous chloride System Inspections- Monday | TAB-Routine Work Area 2 | TAB-RTE-WA2 | 39000000 | TAB-PRS-P-8101C | Ferrous chloride System InspectionsDaily for
TABWA2-PRS | 2 | Plant Technician Daily Ferrous chloride System Inspections- Tuesday | TAB-Routine Work Area 2 | TAB-RTE-WA2 | 4000000 | TAB-PRS-T-0204 | Ferrous chloride System InspectionsDaily for
TABWA2-PRS | 2 | Plant Technician Daily Ferrous chloride System Inspections- Tuesday | TAB-Routine Work Area 2 | TAB-RTE-WA2 | 1000000 | TAB-PRS-T-0201 | Ferrous chloride System InspectionsDaily for
TABWA2-PRS | 2 | Plant Technician Daily Ferrous chloride System Inspections- Tuesday | TAB-Routine Work Area 2 | TAB-RTE-WA2 | 5000000 | TAB-PRS-T-0205 | Ferrous chloride System InspectionsDaily for
TABWA2-PRS | 2 | Plant Technician Daily Ferrous chloride System Inspections- Tuesday | TAB-Routine Work Area 2 | TAB-RTE-WA2 | 2000000 | TAB-PRS-T-0202 | Ferrous chloride System InspectionsDaily for
TABWA2-PRS | 2 | Plant Technician Daily Ferrous chloride System Inspections- Tuesday | TAB-Routine Work Area 2 | TAB-RTE-WA2 | 6000000 | TAB-PRS-T-0207 | Ferrous chloride System InspectionsDaily for
TABWA2-PRS | 2 | Plant Technician Daily Ferrous chloride System Inspections- Tuesday | TAB-Routine Work Area 2 | TAB-RTE-WA2 | 3000000 | TAB-PRS-T-0203 | Ferrous chloride System InspectionsDaily for
TABWA2-PRS | 2 | Plant Technician Daily Ferrous chloride System Inspections- Tuesday | TAB-Routine Work Area 2 | TAB-RTE-WA2 | 7000000 | TAB-PRS-T-0207 | Ferrous chloride System InspectionsDaily for
TABWA2-PRS | 2 | Plant Technician Daily Ferrous chloride System Inspections- Tuesday | TAB-Routine Work Area 2 | TAB-RTE-WA2 | 8000000 | TAB-PRS-T-0208 | Ferrous chloride System InspectionsDaily for
TABWA2-PRS | 2 | Plant Technician Daily Ferrous chloride System Inspections- Tuesday | TAB-Routine Work Area 2 | TAB-RTE-WA2 | 10000000 | TAB-PRS-F-0101? | Ferrous chloride System InspectionsDaily for
TABWA2-PRS | 2 | Plant Technician Daily Ferrous chloride System Inspections- Tuesday | TAB-Routine Work Area 2 | TAB-RTE-WA2 | 9000000 | TAB-PRS-T-0209 | Ferrous chloride System InspectionsDaily for
TABWA2-PRS | 2 | Plant Technician Daily Ferrous chloride System Inspections- Tuesday | TAB-Routine Work Area 2 | TAB-RTE-WA2 | 11000000 | TAB-PRS-F-0102? | Ferrous chloride System InspectionsDaily for
TABWA2-PRS | 2 | Plant Technician Daily Ferrous chloride System Inspections- Tuesday | TAB-Routine Work Area 2 | TAB-RTE-WA2 | 12000000 | TAB-PRS-F-0103? | Ferrous chloride System InspectionsDaily for
TABWA2-PRS | 2 | Plant Technician Daily Ferrous chloride System Inspections- Tuesday | TAB-Routine Work Area 2 | TAB-RTE-WA2 | 14000000 | TAB-PRS-P-3120? | Ferrous chloride System InspectionsDaily for
TABWA2-PRS | 2 | Plant Technician Daily Ferrous chloride System Inspections- Tuesday | TAB-Routine Work Area 2 | TAB-RTE-WA2 | 13000000 | TAB-PRS-P-3110? | Ferrous chloride System InspectionsDaily for
TABWA2-PRS | 2 | Plant Technician Daily Ferrous chloride System Inspections- Tuesday | TAB-Routine Work Area 2 | TAB-RTE-WA2 | 17000000 | TAB-PRS-P-3210? | Ferrous chloride System InspectionsDaily for
TABWA2-PRS | 2 | Plant Technician Daily Ferrous chloride System Inspections- Tuesday | TAB-Routine Work Area 2 | TAB-RTE-WA2 | 15000000 | TAB-PRS-P-3130? | Ferrous chloride System InspectionsDaily for
TABWA2-PRS | 2 | Plant Technician Daily Ferrous chloride System Inspections- Tuesday | TAB-Routine Work Area 2 | TAB-RTE-WA2 | 18000000 | TAB-PRS-P-3220? | Ferrous chloride System InspectionsDaily for
TABWA2-PRS | 2 | Plant Technician Daily Ferrous chloride System Inspections- Tuesday | TAB-Routine Work Area 2 | TAB-RTE-WA2 | 16000000 | TAB-PRS-P-3140? | Ferrous chloride System InspectionsDaily for
TABWA2-PRS | 2 | Plant Technician Daily Ferrous chloride System Inspections- Tuesday | TAB-Routine Work Area 2 | TAB-RTE-WA2 | 19000000 | TAB-PRS-P-3230? | Ferrous chloride System InspectionsDaily for
TABWA2-PRS | 2 | Plant Technician Daily Ferrous chloride System Inspections- Tuesday | TAB-Routine Work Area 2 | TAB-RTE-WA2 | 20000000 | TAB-PRS-P-3240? | Ferrous chloride System InspectionsDaily for
TABWA2-PRS | 2 | Plant Technician Daily Ferrous chloride System Inspections- Tuesday | TAB-Routine Work Area 2 | TAB-RTE-WA2 | 23000000 | TAB-PRS-P-3330? | Ferrous chloride System InspectionsDaily for
TABWA2-PRS | 2 | Plant Technician Daily Ferrous chloride System Inspections- Tuesday | TAB-Routine Work Area 2 | TAB-RTE-WA2 | 21000000 | TAB-PRS-P-3310? | Ferrous chloride System InspectionsDaily for
TABWA2-PRS | 2 | Plant Technician Daily Ferrous chloride System Inspections- Tuesday | TAB-Routine Work Area 2 | TAB-RTE-WA2 | 24000000 | TAB-PRS-P-3340? | Ferrous chloride System InspectionsDaily for
TABWA2-PRS | 2 | Plant Technician Daily Ferrous chloride System Inspections- Tuesday | TAB-Routine Work Area 2 | TAB-RTE-WA2 | 22000000 | TAB-PRS-P-3320? | Ferrous chloride System InspectionsDaily for
TABWA2-PRS | 2 | Plant Technician Daily Ferrous chloride System Inspections- Tuesday | TAB-Routine Work Area 2 | TAB-RTE-WA2 | 26000000 | TAB-PRS-P-3420 | Ferrous chloride System InspectionsDaily for
TABWA2-PRS | 2 | Plant Technician Daily Ferrous chloride System Inspections- Tuesday | TAB-Routine Work Area 2 | TAB-RTE-WA2 | 25000000 | TAB-PRS-P-3410 | Ferrous chloride System InspectionsDaily for
TABWA2-PRS | 2 | Plant Technician Daily Ferrous chloride System Inspections- Tuesday | TAB-Routine Work Area 2 | TAB-RTE-WA2 | 27000000 | TAB-PRS-P-3430 | Ferrous chloride System InspectionsDaily for
TABWA2-PRS | 2 | Plant Technician Daily Ferrous chloride System Inspections- Tuesday | TAB-Routine Work Area 2 | TAB-RTE-WA2 | 28000000 | TAB-PRS-P-3440 | Ferrous chloride System InspectionsDaily for
TABWA2-PRS | 2 | Plant Technician Daily Ferrous chloride System Inspections- Tuesday | TAB-Routine Work Area 2 | TAB-RTE-WA2 | 30000000 | TAB-PRS-P-0302 | Ferrous chloride System InspectionsDaily for
TABWA2-PRS | 2 | Plant Technician Daily Ferrous chloride System Inspections- Tuesday | TAB-Routine Work Area 2 | TAB-RTE-WA2 | 29000000 | TAB-PRS-P-0301 | Ferrous chloride System InspectionsDaily for
TABWA2-PRS | 2 | Plant Technician Daily Ferrous chloride System Inspections- Tuesday | TAB-Routine Work Area 2 | TAB-RTE-WA2 | 31000000 | TAB-PRS-P-0303 | Ferrous chloride System InspectionsDaily for
TABWA2-PRS | 2 | Plant Technician Daily Ferrous chloride System Inspections- Tuesday | TAB-Routine Work Area 2 | TAB-RTE-WA2 | 32000000 | TAB-PRS-P-0303B | Ferrous chloride System InspectionsDaily for
TABWA2-PRS | 2 | Plant Technician Daily Ferrous chloride System Inspections- Tuesday | TAB-Routine Work Area 2 | TAB-RTE-WA2 | 33000000 | TAB-PRS-P-3004 | Ferrous chloride System InspectionsDaily for
TABWA2-PRS | 2 | Plant Technician Daily Ferrous chloride System Inspections- Tuesday | TAB-Routine Work Area 2 | TAB-RTE-WA2 | 37000000 | TAB-PRS-P-8101 | Ferrous chloride System InspectionsDaily for
TABWA2-PRS | 2 | Plant Technician Daily Ferrous chloride System Inspections- Tuesday | TAB-Routine Work Area 2 | TAB-RTE-WA2 | 34000000 | TAB-PRS-P-5000 | Ferrous chloride System InspectionsDaily for
TABWA2-PRS | 2 | Plant Technician Daily Ferrous chloride System Inspections- Tuesday | TAB-Routine Work Area 2 | TAB-RTE-WA2 | 35000000 | TAB-PRS-P-8099 | Ferrous chloride System InspectionsDaily for
TABWA2-PRS | 2 | Plant Technician Daily Ferrous chloride System Inspections- Tuesday | TAB-Routine Work Area 2 | TAB-RTE-WA2 | 36000000 | TAB-PRS-P-8100 | Ferrous chloride System InspectionsDaily for
TABWA2-PRS | 2 | Plant Technician Daily Ferrous chloride System Inspections- Tuesday | TAB-Routine Work Area 2 | TAB-RTE-WA2 | 38000000 | TAB-PRS-P-8101B | Ferrous chloride System InspectionsDaily for
TABWA2-PRS | 2 | Plant Technician Daily Ferrous chloride System Inspections- Tuesday | TAB-Routine Work Area 2 | TAB-RTE-WA2 | 39000000 | TAB-PRS-P-8101C | Ferrous chloride System InspectionsDaily for
TABWA2-PRS | 3 | Plant Technician Daily Ferrous chloride System Inspections-Wednesday | TAB-Routine Work Area 2 | TAB-RTE-WA2 | 1000000 | TAB-PRS-T-0201 | Ferrous chloride System InspectionsDaily for
TABWA2-PRS | 3 | Plant Technician Daily Ferrous chloride System Inspections-Wednesday | TAB-Routine Work Area 2 | TAB-RTE-WA2 | 2000000 | TAB-PRS-T-0202 | Ferrous chloride System InspectionsDaily for
TABWA2-PRS | 3 | Plant Technician Daily Ferrous chloride System Inspections-Wednesday | TAB-Routine Work Area 2 | TAB-RTE-WA2 | 4000000 | TAB-PRS-T-0204 | Ferrous chloride System InspectionsDaily for
TABWA2-PRS | 3 | Plant Technician Daily Ferrous chloride System Inspections-Wednesday | TAB-Routine Work Area 2 | TAB-RTE-WA2 | 3000000 | TAB-PRS-T-0203 | Ferrous chloride System InspectionsDaily for
TABWA2-PRS | 3 | Plant Technician Daily Ferrous chloride System Inspections-Wednesday | TAB-Routine Work Area 2 | TAB-RTE-WA2 | 7000000 | TAB-PRS-T-0207 | Ferrous chloride System InspectionsDaily for
TABWA2-PRS | 3 | Plant Technician Daily Ferrous chloride System Inspections-Wednesday | TAB-Routine Work Area 2 | TAB-RTE-WA2 | 5000000 | TAB-PRS-T-0205 | Ferrous chloride System InspectionsDaily for
TABWA2-PRS | 3 | Plant Technician Daily Ferrous chloride System Inspections-Wednesday | TAB-Routine Work Area 2 | TAB-RTE-WA2 | 9000000 | TAB-PRS-T-0209 | Ferrous chloride System InspectionsDaily for
TABWA2-PRS | 3 | Plant Technician Daily Ferrous chloride System Inspections-Wednesday | TAB-Routine Work Area 2 | TAB-RTE-WA2 | 6000000 | TAB-PRS-T-0207 | Ferrous chloride System InspectionsDaily for
TABWA2-PRS | 3 | Plant Technician Daily Ferrous chloride System Inspections-Wednesday | TAB-Routine Work Area 2 | TAB-RTE-WA2 | 10000000 | TAB-PRS-F-0101? | Ferrous chloride System InspectionsDaily for
TABWA2-PRS | 3 | Plant Technician Daily Ferrous chloride System Inspections-Wednesday | TAB-Routine Work Area 2 | TAB-RTE-WA2 | 8000000 | TAB-PRS-T-0208 | Ferrous chloride System InspectionsDaily for
TABWA2-PRS | 3 | Plant Technician Daily Ferrous chloride System Inspections-Wednesday | TAB-Routine Work Area 2 | TAB-RTE-WA2 | 13000000 | TAB-PRS-P-3110? | Ferrous chloride System InspectionsDaily for
TABWA2-PRS | 3 | Plant Technician Daily Ferrous chloride System Inspections-Wednesday | TAB-Routine Work Area 2 | TAB-RTE-WA2 | 11000000 | TAB-PRS-F-0102? | Ferrous chloride System InspectionsDaily for
TABWA2-PRS | 3 | Plant Technician Daily Ferrous chloride System Inspections-Wednesday | TAB-Routine Work Area 2 | TAB-RTE-WA2 | 18000000 | TAB-PRS-P-3220? | Ferrous chloride System InspectionsDaily for
TABWA2-PRS | 3 | Plant Technician Daily Ferrous chloride System Inspections-Wednesday | TAB-Routine Work Area 2 | TAB-RTE-WA2 | 12000000 | TAB-PRS-F-0103? | Ferrous chloride System InspectionsDaily for
TABWA2-PRS | 3 | Plant Technician Daily Ferrous chloride System Inspections-Wednesday | TAB-Routine Work Area 2 | TAB-RTE-WA2 | 20000000 | TAB-PRS-P-3240? | Ferrous chloride System InspectionsDaily for
TABWA2-PRS | 3 | Plant Technician Daily Ferrous chloride System Inspections-Wednesday | TAB-Routine Work Area 2 | TAB-RTE-WA2 | 14000000 | TAB-PRS-P-3120? | Ferrous chloride System InspectionsDaily for
TABWA2-PRS | 3 | Plant Technician Daily Ferrous chloride System Inspections-Wednesday | TAB-Routine Work Area 2 | TAB-RTE-WA2 | 21000000 | TAB-PRS-P-3310? | Ferrous chloride System InspectionsDaily for
TABWA2-PRS | 3 | Plant Technician Daily Ferrous chloride System Inspections-Wednesday | TAB-Routine Work Area 2 | TAB-RTE-WA2 | 15000000 | TAB-PRS-P-3130? | Ferrous chloride System InspectionsDaily for
TABWA2-PRS | 3 | Plant Technician Daily Ferrous chloride System Inspections-Wednesday | TAB-Routine Work Area 2 | TAB-RTE-WA2 | 22000000 | TAB-PRS-P-3320? | Ferrous chloride System InspectionsDaily for
TABWA2-PRS | 3 | Plant Technician Daily Ferrous chloride System Inspections-Wednesday | TAB-Routine Work Area 2 | TAB-RTE-WA2 | 16000000 | TAB-PRS-P-3140? | Ferrous chloride System InspectionsDaily for
TABWA2-PRS | 3 | Plant Technician Daily Ferrous chloride System Inspections-Wednesday | TAB-Routine Work Area 2 | TAB-RTE-WA2 | 24000000 | TAB-PRS-P-3340? | Ferrous chloride System InspectionsDaily for
TABWA2-PRS | 3 | Plant Technician Daily Ferrous chloride System Inspections-Wednesday | TAB-Routine Work Area 2 | TAB-RTE-WA2 | 17000000 | TAB-PRS-P-3210? | Ferrous chloride System InspectionsDaily for
TABWA2-PRS | 3 | Plant Technician Daily Ferrous chloride System Inspections-Wednesday | TAB-Routine Work Area 2 | TAB-RTE-WA2 | 25000000 | TAB-PRS-P-3410 | Ferrous chloride System InspectionsDaily for
TABWA2-PRS | 3 | Plant Technician Daily Ferrous chloride System Inspections-Wednesday | TAB-Routine Work Area 2 | TAB-RTE-WA2 | 19000000 | TAB-PRS-P-3230? | Ferrous chloride System InspectionsDaily for
TABWA2-PRS | 3 | Plant Technician Daily Ferrous chloride System Inspections-Wednesday | TAB-Routine Work Area 2 | TAB-RTE-WA2 | 26000000 | TAB-PRS-P-3420 | Ferrous chloride System InspectionsDaily for
TABWA2-PRS | 3 | Plant Technician Daily Ferrous chloride System Inspections-Wednesday | TAB-Routine Work Area 2 | TAB-RTE-WA2 | 23000000 | TAB-PRS-P-3330? | Ferrous chloride System InspectionsDaily for
TABWA2-PRS | 3 | Plant Technician Daily Ferrous chloride System Inspections-Wednesday | TAB-Routine Work Area 2 | TAB-RTE-WA2 | 30000000 | TAB-PRS-P-0302 | Ferrous chloride System InspectionsDaily for
TABWA2-PRS | 3 | Plant Technician Daily Ferrous chloride System Inspections-Wednesday | TAB-Routine Work Area 2 | TAB-RTE-WA2 | 27000000 | TAB-PRS-P-3430 | Ferrous chloride System InspectionsDaily for
TABWA2-PRS | 3 | Plant Technician Daily Ferrous chloride System Inspections-Wednesday | TAB-Routine Work Area 2 | TAB-RTE-WA2 | 32000000 | TAB-PRS-P-0303B | Ferrous chloride System InspectionsDaily for
TABWA2-PRS | 3 | Plant Technician Daily Ferrous chloride System Inspections-Wednesday | TAB-Routine Work Area 2 | TAB-RTE-WA2 | 28000000 | TAB-PRS-P-3440 | Ferrous chloride System InspectionsDaily for
TABWA2-PRS | 3 | Plant Technician Daily Ferrous chloride System Inspections-Wednesday | TAB-Routine Work Area 2 | TAB-RTE-WA2 | 33000000 | TAB-PRS-P-3004 | Ferrous chloride System InspectionsDaily for
TABWA2-PRS | 3 | Plant Technician Daily Ferrous chloride System Inspections-Wednesday | TAB-Routine Work Area 2 | TAB-RTE-WA2 | 29000000 | TAB-PRS-P-0301 | Ferrous chloride System InspectionsDaily for
TABWA2-PRS | 3 | Plant Technician Daily Ferrous chloride System Inspections-Wednesday | TAB-Routine Work Area 2 | TAB-RTE-WA2 | 38000000 | TAB-PRS-P-8101B | Ferrous chloride System InspectionsDaily for
TABWA2-PRS | 3 | Plant Technician Daily Ferrous chloride System Inspections-Wednesday | TAB-Routine Work Area 2 | TAB-RTE-WA2 | 31000000 | TAB-PRS-P-0303 | Ferrous chloride System InspectionsDaily for
TABWA2-PRS | 3 | Plant Technician Daily Ferrous chloride System Inspections-Wednesday | TAB-Routine Work Area 2 | TAB-RTE-WA2 | 39000000 | TAB-PRS-P-8101C | Ferrous chloride System InspectionsDaily for
TABWA2-PRS | 3 | Plant Technician Daily Ferrous chloride System Inspections-Wednesday | TAB-Routine Work Area 2 | TAB-RTE-WA2 | 34000000 | TAB-PRS-P-5000 | Ferrous chloride System InspectionsDaily for
TABWA2-PRS | 3 | Plant Technician Daily Ferrous chloride System Inspections-Wednesday | TAB-Routine Work Area 2 | TAB-RTE-WA2 | 35000000 | TAB-PRS-P-8099 | Ferrous chloride System InspectionsDaily for
TABWA2-PRS | 3 | Plant Technician Daily Ferrous chloride System Inspections-Wednesday | TAB-Routine Work Area 2 | TAB-RTE-WA2 | 36000000 | TAB-PRS-P-8100 | Ferrous chloride System InspectionsDaily for
TABWA2-PRS | 3 | Plant Technician Daily Ferrous chloride System Inspections-Wednesday | TAB-Routine Work Area 2 | TAB-RTE-WA2 | 37000000 | TAB-PRS-P-8101 | Ferrous chloride System InspectionsDaily for
TABWA2-PRS | 4 | Plant Technician Daily Ferrous chloride System Inspections-Thursday | TAB-Routine Work Area 2 | TAB-RTE-WA2 | 2000000 | TAB-PRS-T-0202 | Ferrous chloride System InspectionsDaily for
TABWA2-PRS | 4 | Plant Technician Daily Ferrous chloride System Inspections-Thursday | TAB-Routine Work Area 2 | TAB-RTE-WA2 | 1000000 | TAB-PRS-T-0201 | Ferrous chloride System InspectionsDaily for
TABWA2-PRS | 4 | Plant Technician Daily Ferrous chloride System Inspections-Thursday | TAB-Routine Work Area 2 | TAB-RTE-WA2 | 4000000 | TAB-PRS-T-0204 | Ferrous chloride System InspectionsDaily for
TABWA2-PRS | 4 | Plant Technician Daily Ferrous chloride System Inspections-Thursday | TAB-Routine Work Area 2 | TAB-RTE-WA2 | 3000000 | TAB-PRS-T-0203 | Ferrous chloride System InspectionsDaily for
TABWA2-PRS | 4 | Plant Technician Daily Ferrous chloride System Inspections-Thursday | TAB-Routine Work Area 2 | TAB-RTE-WA2 | 5000000 | TAB-PRS-T-0205 | Ferrous chloride System InspectionsDaily for
TABWA2-PRS | 4 | Plant Technician Daily Ferrous chloride System Inspections-Thursday | TAB-Routine Work Area 2 | TAB-RTE-WA2 | 7000000 | TAB-PRS-T-0207 | Ferrous chloride System InspectionsDaily for
TABWA2-PRS | 4 | Plant Technician Daily Ferrous chloride System Inspections-Thursday | TAB-Routine Work Area 2 | TAB-RTE-WA2 | 6000000 | TAB-PRS-T-0207 | Ferrous chloride System InspectionsDaily for
TABWA2-PRS | 4 | Plant Technician Daily Ferrous chloride System Inspections-Thursday | TAB-Routine Work Area 2 | TAB-RTE-WA2 | 8000000 | TAB-PRS-T-0208 | Ferrous chloride System InspectionsDaily for
TABWA2-PRS | 4 | Plant Technician Daily Ferrous chloride System Inspections-Thursday | TAB-Routine Work Area 2 | TAB-RTE-WA2 | 10000000 | TAB-PRS-F-0101? | Ferrous chloride System InspectionsDaily for
TABWA2-PRS | 4 | Plant Technician Daily Ferrous chloride System Inspections-Thursday | TAB-Routine Work Area 2 | TAB-RTE-WA2 | 9000000 | TAB-PRS-T-0209 | Ferrous chloride System InspectionsDaily for
TABWA2-PRS | 4 | Plant Technician Daily Ferrous chloride System Inspections-Thursday | TAB-Routine Work Area 2 | TAB-RTE-WA2 | 14000000 | TAB-PRS-P-3120? | Ferrous chloride System InspectionsDaily for
TABWA2-PRS | 4 | Plant Technician Daily Ferrous chloride System Inspections-Thursday | TAB-Routine Work Area 2 | TAB-RTE-WA2 | 11000000 | TAB-PRS-F-0102? | Ferrous chloride System InspectionsDaily for
TABWA2-PRS | 4 | Plant Technician Daily Ferrous chloride System Inspections-Thursday | TAB-Routine Work Area 2 | TAB-RTE-WA2 | 15000000 | TAB-PRS-P-3130? | Ferrous chloride System InspectionsDaily for
TABWA2-PRS | 4 | Plant Technician Daily Ferrous chloride System Inspections-Thursday | TAB-Routine Work Area 2 | TAB-RTE-WA2 | 12000000 | TAB-PRS-F-0103? | Ferrous chloride System InspectionsDaily for
TABWA2-PRS | 4 | Plant Technician Daily Ferrous chloride System Inspections-Thursday | TAB-Routine Work Area 2 | TAB-RTE-WA2 | 17000000 | TAB-PRS-P-3210? | Ferrous chloride System InspectionsDaily for
TABWA2-PRS | 4 | Plant Technician Daily Ferrous chloride System Inspections-Thursday | TAB-Routine Work Area 2 | TAB-RTE-WA2 | 13000000 | TAB-PRS-P-3110? | Ferrous chloride System InspectionsDaily for
TABWA2-PRS | 4 | Plant Technician Daily Ferrous chloride System Inspections-Thursday | TAB-Routine Work Area 2 | TAB-RTE-WA2 | 18000000 | TAB-PRS-P-3220? | Ferrous chloride System InspectionsDaily for
TABWA2-PRS | 4 | Plant Technician Daily Ferrous chloride System Inspections-Thursday | TAB-Routine Work Area 2 | TAB-RTE-WA2 | 16000000 | TAB-PRS-P-3140? | Ferrous chloride System InspectionsDaily for
TABWA2-PRS | 4 | Plant Technician Daily Ferrous chloride System Inspections-Thursday | TAB-Routine Work Area 2 | TAB-RTE-WA2 | 19000000 | TAB-PRS-P-3230? | Ferrous chloride System InspectionsDaily for
TABWA2-PRS | 4 | Plant Technician Daily Ferrous chloride System Inspections-Thursday | TAB-Routine Work Area 2 | TAB-RTE-WA2 | 20000000 | TAB-PRS-P-3240? | Ferrous chloride System InspectionsDaily for
TABWA2-PRS | 4 | Plant Technician Daily Ferrous chloride System Inspections-Thursday | TAB-Routine Work Area 2 | TAB-RTE-WA2 | 21000000 | TAB-PRS-P-3310? | Ferrous chloride System InspectionsDaily for
TABWA2-PRS | 4 | Plant Technician Daily Ferrous chloride System Inspections-Thursday | TAB-Routine Work Area 2 | TAB-RTE-WA2 | 24000000 | TAB-PRS-P-3340? | Ferrous chloride System InspectionsDaily for
TABWA2-PRS | 4 | Plant Technician Daily Ferrous chloride System Inspections-Thursday | TAB-Routine Work Area 2 | TAB-RTE-WA2 | 22000000 | TAB-PRS-P-3320? | Ferrous chloride System InspectionsDaily for
TABWA2-PRS | 4 | Plant Technician Daily Ferrous chloride System Inspections-Thursday | TAB-Routine Work Area 2 | TAB-RTE-WA2 | 25000000 | TAB-PRS-P-3410 | Ferrous chloride System InspectionsDaily for
TABWA2-PRS | 4 | Plant Technician Daily Ferrous chloride System Inspections-Thursday | TAB-Routine Work Area 2 | TAB-RTE-WA2 | 23000000 | TAB-PRS-P-3330? | Ferrous chloride System InspectionsDaily for
TABWA2-PRS | 4 | Plant Technician Daily Ferrous chloride System Inspections-Thursday | TAB-Routine Work Area 2 | TAB-RTE-WA2 | 26000000 | TAB-PRS-P-3420 | Ferrous chloride System InspectionsDaily for
TABWA2-PRS | 4 | Plant Technician Daily Ferrous chloride System Inspections-Thursday | TAB-Routine Work Area 2 | TAB-RTE-WA2 | 35000000 | TAB-PRS-P-8099 | Ferrous chloride System InspectionsDaily for
TABWA2-PRS | 4 | Plant Technician Daily Ferrous chloride System Inspections-Thursday | TAB-Routine Work Area 2 | TAB-RTE-WA2 | 27000000 | TAB-PRS-P-3430 | Ferrous chloride System InspectionsDaily for
TABWA2-PRS | 4 | Plant Technician Daily Ferrous chloride System Inspections-Thursday | TAB-Routine Work Area 2 | TAB-RTE-WA2 | 36000000 | TAB-PRS-P-8100 | Ferrous chloride System InspectionsDaily for
TABWA2-PRS | 4 | Plant Technician Daily Ferrous chloride System Inspections-Thursday | TAB-Routine Work Area 2 | TAB-RTE-WA2 | 28000000 | TAB-PRS-P-3440 | Ferrous chloride System InspectionsDaily for
TABWA2-PRS | 4 | Plant Technician Daily Ferrous chloride System Inspections-Thursday | TAB-Routine Work Area 2 | TAB-RTE-WA2 | 38000000 | TAB-PRS-P-8101B | Ferrous chloride System InspectionsDaily for
TABWA2-PRS | 4 | Plant Technician Daily Ferrous chloride System Inspections-Thursday | TAB-Routine Work Area 2 | TAB-RTE-WA2 | 29000000 | TAB-PRS-P-0301 | Ferrous chloride System InspectionsDaily for
TABWA2-PRS | 4 | Plant Technician Daily Ferrous chloride System Inspections-Thursday | TAB-Routine Work Area 2 | TAB-RTE-WA2 | 30000000 | TAB-PRS-P-0302 | Ferrous chloride System InspectionsDaily for
TABWA2-PRS | 4 | Plant Technician Daily Ferrous chloride System Inspections-Thursday | TAB-Routine Work Area 2 | TAB-RTE-WA2 | 31000000 | TAB-PRS-P-0303 | Ferrous chloride System InspectionsDaily for
TABWA2-PRS | 4 | Plant Technician Daily Ferrous chloride System Inspections-Thursday | TAB-Routine Work Area 2 | TAB-RTE-WA2 | 32000000 | TAB-PRS-P-0303B | Ferrous chloride System InspectionsDaily for
TABWA2-PRS | 4 | Plant Technician Daily Ferrous chloride System Inspections-Thursday | TAB-Routine Work Area 2 | TAB-RTE-WA2 | 33000000 | TAB-PRS-P-3004 | Ferrous chloride System InspectionsDaily for
TABWA2-PRS | 4 | Plant Technician Daily Ferrous chloride System Inspections-Thursday | TAB-Routine Work Area 2 | TAB-RTE-WA2 | 34000000 | TAB-PRS-P-5000 | Ferrous chloride System InspectionsDaily for
TABWA2-PRS | 4 | Plant Technician Daily Ferrous chloride System Inspections-Thursday | TAB-Routine Work Area 2 | TAB-RTE-WA2 | 37000000 | TAB-PRS-P-8101 | Ferrous chloride System InspectionsDaily for
TABWA2-PRS | 4 | Plant Technician Daily Ferrous chloride System Inspections-Thursday | TAB-Routine Work Area 2 | TAB-RTE-WA2 | 39000000 | TAB-PRS-P-8101C | Ferrous chloride System InspectionsDaily for
TABWA2-PRS | 5 | Plant Technician Daily Ferrous chloride System Inspections-Friday | TAB-Routine Work Area 2 | TAB-RTE-WA2 | 2000000 | TAB-PRS-T-0202 | Ferrous chloride System InspectionsDaily for
TABWA2-PRS | 5 | Plant Technician Daily Ferrous chloride System Inspections-Friday | TAB-Routine Work Area 2 | TAB-RTE-WA2 | 1000000 | TAB-PRS-T-0201 | Ferrous chloride System InspectionsDaily for
TABWA2-PRS | 5 | Plant Technician Daily Ferrous chloride System Inspections-Friday | TAB-Routine Work Area 2 | TAB-RTE-WA2 | 3000000 | TAB-PRS-T-0203 | Ferrous chloride System InspectionsDaily for
TABWA2-PRS | 5 | Plant Technician Daily Ferrous chloride System Inspections-Friday | TAB-Routine Work Area 2 | TAB-RTE-WA2 | 4000000 | TAB-PRS-T-0204 | Ferrous chloride System InspectionsDaily for
TABWA2-PRS | 5 | Plant Technician Daily Ferrous chloride System Inspections-Friday | TAB-Routine Work Area 2 | TAB-RTE-WA2 | 5000000 | TAB-PRS-T-0205 | Ferrous chloride System InspectionsDaily for
TABWA2-PRS | 5 | Plant Technician Daily Ferrous chloride System Inspections-Friday | TAB-Routine Work Area 2 | TAB-RTE-WA2 | 7000000 | TAB-PRS-T-0207 | Ferrous chloride System InspectionsDaily for
TABWA2-PRS | 5 | Plant Technician Daily Ferrous chloride System Inspections-Friday | TAB-Routine Work Area 2 | TAB-RTE-WA2 | 6000000 | TAB-PRS-T-0207 | Ferrous chloride System InspectionsDaily for
TABWA2-PRS | 5 | Plant Technician Daily Ferrous chloride System Inspections-Friday | TAB-Routine Work Area 2 | TAB-RTE-WA2 | 8000000 | TAB-PRS-T-0208 | Ferrous chloride System InspectionsDaily for
TABWA2-PRS | 5 | Plant Technician Daily Ferrous chloride System Inspections-Friday | TAB-Routine Work Area 2 | TAB-RTE-WA2 | 12000000 | TAB-PRS-F-0103? | Ferrous chloride System InspectionsDaily for
TABWA2-PRS | 5 | Plant Technician Daily Ferrous chloride System Inspections-Friday | TAB-Routine Work Area 2 | TAB-RTE-WA2 | 9000000 | TAB-PRS-T-0209 | Ferrous chloride System InspectionsDaily for
TABWA2-PRS | 5 | Plant Technician Daily Ferrous chloride System Inspections-Friday | TAB-Routine Work Area 2 | TAB-RTE-WA2 | 14000000 | TAB-PRS-P-3120? | Ferrous chloride System InspectionsDaily for
TABWA2-PRS | 5 | Plant Technician Daily Ferrous chloride System Inspections-Friday | TAB-Routine Work Area 2 | TAB-RTE-WA2 | 10000000 | TAB-PRS-F-0101? | Ferrous chloride System InspectionsDaily for
TABWA2-PRS | 5 | Plant Technician Daily Ferrous chloride System Inspections-Friday | TAB-Routine Work Area 2 | TAB-RTE-WA2 | 15000000 | TAB-PRS-P-3130? | Ferrous chloride System InspectionsDaily for
TABWA2-PRS | 5 | Plant Technician Daily Ferrous chloride System Inspections-Friday | TAB-Routine Work Area 2 | TAB-RTE-WA2 | 11000000 | TAB-PRS-F-0102? | Ferrous chloride System InspectionsDaily for
TABWA2-PRS | 5 | Plant Technician Daily Ferrous chloride System Inspections-Friday | TAB-Routine Work Area 2 | TAB-RTE-WA2 | 17000000 | TAB-PRS-P-3210? | Ferrous chloride System InspectionsDaily for
TABWA2-PRS | 5 | Plant Technician Daily Ferrous chloride System Inspections-Friday | TAB-Routine Work Area 2 | TAB-RTE-WA2 | 13000000 | TAB-PRS-P-3110? | Ferrous chloride System InspectionsDaily for
TABWA2-PRS | 5 | Plant Technician Daily Ferrous chloride System Inspections-Friday | TAB-Routine Work Area 2 | TAB-RTE-WA2 | 18000000 | TAB-PRS-P-3220? | Ferrous chloride System InspectionsDaily for
TABWA2-PRS | 5 | Plant Technician Daily Ferrous chloride System Inspections-Friday | TAB-Routine Work Area 2 | TAB-RTE-WA2 | 16000000 | TAB-PRS-P-3140? | Ferrous chloride System InspectionsDaily for
TABWA2-PRS | 5 | Plant Technician Daily Ferrous chloride System Inspections-Friday | TAB-Routine Work Area 2 | TAB-RTE-WA2 | 19000000 | TAB-PRS-P-3230? | Ferrous chloride System InspectionsDaily for
TABWA2-PRS | 5 | Plant Technician Daily Ferrous chloride System Inspections-Friday | TAB-Routine Work Area 2 | TAB-RTE-WA2 | 20000000 | TAB-PRS-P-3240? | Ferrous chloride System InspectionsDaily for
TABWA2-PRS | 5 | Plant Technician Daily Ferrous chloride System Inspections-Friday | TAB-Routine Work Area 2 | TAB-RTE-WA2 | 23000000 | TAB-PRS-P-3330? | Ferrous chloride System InspectionsDaily for
TABWA2-PRS | 5 | Plant Technician Daily Ferrous chloride System Inspections-Friday | TAB-Routine Work Area 2 | TAB-RTE-WA2 | 21000000 | TAB-PRS-P-3310? | Ferrous chloride System InspectionsDaily for
TABWA2-PRS | 5 | Plant Technician Daily Ferrous chloride System Inspections-Friday | TAB-Routine Work Area 2 | TAB-RTE-WA2 | 24000000 | TAB-PRS-P-3340? | Ferrous chloride System InspectionsDaily for
TABWA2-PRS | 5 | Plant Technician Daily Ferrous chloride System Inspections-Friday | TAB-Routine Work Area 2 | TAB-RTE-WA2 | 22000000 | TAB-PRS-P-3320? | Ferrous chloride System InspectionsDaily for
TABWA2-PRS | 5 | Plant Technician Daily Ferrous chloride System Inspections-Friday | TAB-Routine Work Area 2 | TAB-RTE-WA2 | 29000000 | TAB-PRS-P-0301 | Ferrous chloride System InspectionsDaily for
TABWA2-PRS | 5 | Plant Technician Daily Ferrous chloride System Inspections-Friday | TAB-Routine Work Area 2 | TAB-RTE-WA2 | 25000000 | TAB-PRS-P-3410 | Ferrous chloride System InspectionsDaily for
TABWA2-PRS | 5 | Plant Technician Daily Ferrous chloride System Inspections-Friday | TAB-Routine Work Area 2 | TAB-RTE-WA2 | 31000000 | TAB-PRS-P-0303 | Ferrous chloride System InspectionsDaily for
TABWA2-PRS | 5 | Plant Technician Daily Ferrous chloride System Inspections-Friday | TAB-Routine Work Area 2 | TAB-RTE-WA2 | 26000000 | TAB-PRS-P-3420 | Ferrous chloride System InspectionsDaily for
TABWA2-PRS | 5 | Plant Technician Daily Ferrous chloride System Inspections-Friday | TAB-Routine Work Area 2 | TAB-RTE-WA2 | 34000000 | TAB-PRS-P-5000 | Ferrous chloride System InspectionsDaily for
TABWA2-PRS | 5 | Plant Technician Daily Ferrous chloride System Inspections-Friday | TAB-Routine Work Area 2 | TAB-RTE-WA2 | 27000000 | TAB-PRS-P-3430 | Ferrous chloride System InspectionsDaily for
TABWA2-PRS | 5 | Plant Technician Daily Ferrous chloride System Inspections-Friday | TAB-Routine Work Area 2 | TAB-RTE-WA2 | 35000000 | TAB-PRS-P-8099 | Ferrous chloride System InspectionsDaily for
TABWA2-PRS | 5 | Plant Technician Daily Ferrous chloride System Inspections-Friday | TAB-Routine Work Area 2 | TAB-RTE-WA2 | 28000000 | TAB-PRS-P-3440 | Ferrous chloride System InspectionsDaily for
TABWA2-PRS | 5 | Plant Technician Daily Ferrous chloride System Inspections-Friday | TAB-Routine Work Area 2 | TAB-RTE-WA2 | 36000000 | TAB-PRS-P-8100 | Ferrous chloride System InspectionsDaily for
TABWA2-PRS | 5 | Plant Technician Daily Ferrous chloride System Inspections-Friday | TAB-Routine Work Area 2 | TAB-RTE-WA2 | 30000000 | TAB-PRS-P-0302 | Ferrous chloride System InspectionsDaily for
TABWA2-PRS | 5 | Plant Technician Daily Ferrous chloride System Inspections-Friday | TAB-Routine Work Area 2 | TAB-RTE-WA2 | 39000000 | TAB-PRS-P-8101C | Ferrous chloride System InspectionsDaily for
TABWA2-PRS | 5 | Plant Technician Daily Ferrous chloride System Inspections-Friday | TAB-Routine Work Area 2 | TAB-RTE-WA2 | 32000000 | TAB-PRS-P-0303B | Ferrous chloride System InspectionsDaily for
TABWA2-PRS | 5 | Plant Technician Daily Ferrous chloride System Inspections-Friday | TAB-Routine Work Area 2 | TAB-RTE-WA2 | 33000000 | TAB-PRS-P-3004 | Ferrous chloride System InspectionsDaily for
TABWA2-PRS | 5 | Plant Technician Daily Ferrous chloride System Inspections-Friday | TAB-Routine Work Area 2 | TAB-RTE-WA2 | 37000000 | TAB-PRS-P-8101 | Ferrous chloride System InspectionsDaily for
TABWA2-PRS | 5 | Plant Technician Daily Ferrous chloride System Inspections-Friday | TAB-Routine Work Area 2 | TAB-RTE-WA2 | 38000000 | TAB-PRS-P-8101B | Ferrous chloride System InspectionsDaily for
TABWA2-PRS | 8 | PRS Bag Strainer Inspection and Maintenance- Quarterly | TAB-Routine Work Area 2 | TAB-RTE-WA2 | 2000000 | TAB-PRS-F-0102 | PRS Bag Strainer Inspection and Maintenance Quarterly for
TABWA2-PRS | 8 | PRS Bag Strainer Inspection and Maintenance- Quarterly | TAB-Routine Work Area 2 | TAB-RTE-WA2 | 1000000 | TAB-PRS-F-0101 | PRS Bag Strainer Inspection and Maintenance Quarterly for
TABWA2-PRS | 8 | PRS Bag Strainer Inspection and Maintenance- Quarterly | TAB-Routine Work Area 2 | TAB-RTE-WA2 | 4000000 | TAB-PRS-F-0104 | PRS Bag Strainer Inspection and Maintenance Quarterly for
TABWA2-PRS | 8 | PRS Bag Strainer Inspection and Maintenance- Quarterly | TAB-Routine Work Area 2 | TAB-RTE-WA2 | 3000000 | TAB-PRS-F-0103 | PRS Bag Strainer Inspection and Maintenance Quarterly for
TABWA2-PRS | 9 | PRS FIT Inspection- 6 Monthly | TAB-Routine Work Area 2 | TAB-RTE-WA2 | 1000000 | TAB-PRS-FIT-4020 | PRS FIT Inspection 6 Monthly for
TABWA2-PRS | 9 | PRS FIT Inspection- 6 Monthly | TAB-Routine Work Area 2 | TAB-RTE-WA2 | 2000000 | TAB-PRS-FIT-4030 | PRS FIT Inspection 6 Monthly for
TABWA2-PRS | 9 | PRS FIT Inspection- 6 Monthly | TAB-Routine Work Area 2 | TAB-RTE-WA2 | 4000000 | TAB-PRS-FIT-3020 | PRS FIT Inspection 6 Monthly for
TABWA2-PRS | 9 | PRS FIT Inspection- 6 Monthly | TAB-Routine Work Area 2 | TAB-RTE-WA2 | 3000000 | TAB-PRS-FIT-3010 | PRS FIT Inspection 6 Monthly for
TABWA2-PRS | 9 | PRS FIT Inspection- 6 Monthly | TAB-Routine Work Area 2 | TAB-RTE-WA2 | 7000000 | TAB-PRS-FIT-3110 | PRS FIT Inspection 6 Monthly for
TABWA2-PRS | 9 | PRS FIT Inspection- 6 Monthly | TAB-Routine Work Area 2 | TAB-RTE-WA2 | 5000000 | TAB-PRS-FIT-3030 | PRS FIT Inspection 6 Monthly for
TABWA2-PRS | 9 | PRS FIT Inspection- 6 Monthly | TAB-Routine Work Area 2 | TAB-RTE-WA2 | 8000000 | TAB-PRS-FIT-3120 | PRS FIT Inspection 6 Monthly for
TABWA2-PRS | 9 | PRS FIT Inspection- 6 Monthly | TAB-Routine Work Area 2 | TAB-RTE-WA2 | 6000000 | TAB-PRS-FIT-3040 | PRS FIT Inspection 6 Monthly for
TABWA2-PRS | 9 | PRS FIT Inspection- 6 Monthly | TAB-Routine Work Area 2 | TAB-RTE-WA2 | 9000000 | TAB-PRS-FIT-3130 | PRS FIT Inspection 6 Monthly for
TABWA2-PRS | 9 | PRS FIT Inspection- 6 Monthly | TAB-Routine Work Area 2 | TAB-RTE-WA2 | 10000000 | TAB-PRS-FIT-3140 | PRS FIT Inspection 6 Monthly for
TABWA2-PRS | 9 | PRS FIT Inspection- 6 Monthly | TAB-Routine Work Area 2 | TAB-RTE-WA2 | 11000000 | TAB-PRS-FIT-3210 | PRS FIT Inspection 6 Monthly for
TABWA2-PRS | 9 | PRS FIT Inspection- 6 Monthly | TAB-Routine Work Area 2 | TAB-RTE-WA2 | 12000000 | TAB-PRS-FIT-3220 | PRS FIT Inspection 6 Monthly for
TABWA2-PRS | 9 | PRS FIT Inspection- 6 Monthly | TAB-Routine Work Area 2 | TAB-RTE-WA2 | 13000000 | TAB-PRS-FIT-3230 | PRS FIT Inspection 6 Monthly for
TABWA2-PRS | 9 | PRS FIT Inspection- 6 Monthly | TAB-Routine Work Area 2 | TAB-RTE-WA2 | 16000000 | TAB-PRS-FIT-3320 | PRS FIT Inspection 6 Monthly for
TABWA2-PRS | 9 | PRS FIT Inspection- 6 Monthly | TAB-Routine Work Area 2 | TAB-RTE-WA2 | 14000000 | TAB-PRS-FIT-3240 | PRS FIT Inspection 6 Monthly for
TABWA2-PRS | 9 | PRS FIT Inspection- 6 Monthly | TAB-Routine Work Area 2 | TAB-RTE-WA2 | 15000000 | TAB-PRS-FIT-3310 | PRS FIT Inspection 6 Monthly for
TABWA2-PRS | 9 | PRS FIT Inspection- 6 Monthly | TAB-Routine Work Area 2 | TAB-RTE-WA2 | 17000000 | TAB-PRS-FIT-3330 | PRS FIT Inspection 6 Monthly for
TABWA2-PRS | 12 | PRS Chemical Tank heat tracing heater Sensor inspection and Maintenance- Quarterly | TAB-Routine Work Area 2 | TAB-RTE-WA2 | 1000000 | TAB-PRS-HTR-2010 | PRS Chemical Tank heat tracing heater Sensor inspection and Maintenance Quarterly for
TABWA2-PRS | 12 | PRS Chemical Tank heat tracing heater Sensor inspection and Maintenance- Quarterly | TAB-Routine Work Area 2 | TAB-RTE-WA2 | 2000000 | TAB-PRS-HTR-2020 | PRS Chemical Tank heat tracing heater Sensor inspection and Maintenance Quarterly for
TABWA2-PRS | 12 | PRS Chemical Tank heat tracing heater Sensor inspection and Maintenance- Quarterly | TAB-Routine Work Area 2 | TAB-RTE-WA2 | 3000000 | TAB-PRS-HTR-2030 | PRS Chemical Tank heat tracing heater Sensor inspection and Maintenance Quarterly for
TABWA2-PRS | 12 | PRS Chemical Tank heat tracing heater Sensor inspection and Maintenance- Quarterly | TAB-Routine Work Area 2 | TAB-RTE-WA2 | 5000000 | TAB-PRS-HTR-2050 | PRS Chemical Tank heat tracing heater Sensor inspection and Maintenance Quarterly for
TABWA2-PRS | 12 | PRS Chemical Tank heat tracing heater Sensor inspection and Maintenance- Quarterly | TAB-Routine Work Area 2 | TAB-RTE-WA2 | 4000000 | TAB-PRS-HTR-2040 | PRS Chemical Tank heat tracing heater Sensor inspection and Maintenance Quarterly for
TABWA2-PRS | 12 | PRS Chemical Tank heat tracing heater Sensor inspection and Maintenance- Quarterly | TAB-Routine Work Area 2 | TAB-RTE-WA2 | 6000000 | TAB-PRS-HTR-2060 | PRS Chemical Tank heat tracing heater Sensor inspection and Maintenance Quarterly for
TABWA2-PRS | 12 | PRS Chemical Tank heat tracing heater Sensor inspection and Maintenance- Quarterly | TAB-Routine Work Area 2 | TAB-RTE-WA2 | 7000000 | TAB-PRS-HTR-2070 | PRS Chemical Tank heat tracing heater Sensor inspection and Maintenance Quarterly for
TABWA2-PRS | 12 | PRS Chemical Tank heat tracing heater Sensor inspection and Maintenance- Quarterly | TAB-Routine Work Area 2 | TAB-RTE-WA2 | 9000000 | TAB-PRS-HTR-2080 | PRS Chemical Tank heat tracing heater Sensor inspection and Maintenance Quarterly for
TABWA2-PRS | 12 | PRS Chemical Tank heat tracing heater Sensor inspection and Maintenance- Quarterly | TAB-Routine Work Area 2 | TAB-RTE-WA2 | 8000000 | TAB-PRS-HTR-2071 | PRS Chemical Tank heat tracing heater Sensor inspection and Maintenance Quarterly for
TABWA2-PRS | 12 | PRS Chemical Tank heat tracing heater Sensor inspection and Maintenance- Quarterly | TAB-Routine Work Area 2 | TAB-RTE-WA2 | 10000000 | TAB-PRS-HTR-2090 | PRS Chemical Tank heat tracing heater Sensor inspection and Maintenance Quarterly for
TABWA2-PRS | 12 | PRS Chemical Tank heat tracing heater Sensor inspection and Maintenance- Quarterly | TAB-Routine Work Area 2 | TAB-RTE-WA2 | 16000000 | TAB-PRS-HTR-2130 | PRS Chemical Tank heat tracing heater Sensor inspection and Maintenance Quarterly for
TABWA2-PRS | 12 | PRS Chemical Tank heat tracing heater Sensor inspection and Maintenance- Quarterly | TAB-Routine Work Area 2 | TAB-RTE-WA2 | 11000000 | TAB-PRS-HTR-2011 | PRS Chemical Tank heat tracing heater Sensor inspection and Maintenance Quarterly for
TABWA2-PRS | 12 | PRS Chemical Tank heat tracing heater Sensor inspection and Maintenance- Quarterly | TAB-Routine Work Area 2 | TAB-RTE-WA2 | 18000000 | TAB-PRS-HTR-2150 | PRS Chemical Tank heat tracing heater Sensor inspection and Maintenance Quarterly for
TABWA2-PRS | 12 | PRS Chemical Tank heat tracing heater Sensor inspection and Maintenance- Quarterly | TAB-Routine Work Area 2 | TAB-RTE-WA2 | 12000000 | TAB-PRS-HTR-2100 | PRS Chemical Tank heat tracing heater Sensor inspection and Maintenance Quarterly for
TABWA2-PRS | 12 | PRS Chemical Tank heat tracing heater Sensor inspection and Maintenance- Quarterly | TAB-Routine Work Area 2 | TAB-RTE-WA2 | 20000000 | TAB-PRS-HTR-2161 | PRS Chemical Tank heat tracing heater Sensor inspection and Maintenance Quarterly for
TABWA2-PRS | 12 | PRS Chemical Tank heat tracing heater Sensor inspection and Maintenance- Quarterly | TAB-Routine Work Area 2 | TAB-RTE-WA2 | 13000000 | TAB-PRS-HTR-2101 | PRS Chemical Tank heat tracing heater Sensor inspection and Maintenance Quarterly for
TABWA2-PRS | 12 | PRS Chemical Tank heat tracing heater Sensor inspection and Maintenance- Quarterly | TAB-Routine Work Area 2 | TAB-RTE-WA2 | 22000000 | TAB-PRS-HTR-2180 | PRS Chemical Tank heat tracing heater Sensor inspection and Maintenance Quarterly for
TABWA2-PRS | 12 | PRS Chemical Tank heat tracing heater Sensor inspection and Maintenance- Quarterly | TAB-Routine Work Area 2 | TAB-RTE-WA2 | 14000000 | TAB-PRS-HTR-2110 | PRS Chemical Tank heat tracing heater Sensor inspection and Maintenance Quarterly for
TABWA2-PRS | 12 | PRS Chemical Tank heat tracing heater Sensor inspection and Maintenance- Quarterly | TAB-Routine Work Area 2 | TAB-RTE-WA2 | 23000000 | TAB-PRS-HTR-2131 | PRS Chemical Tank heat tracing heater Sensor inspection and Maintenance Quarterly for
TABWA2-PRS | 12 | PRS Chemical Tank heat tracing heater Sensor inspection and Maintenance- Quarterly | TAB-Routine Work Area 2 | TAB-RTE-WA2 | 15000000 | TAB-PRS-HTR-2120 | PRS Chemical Tank heat tracing heater Sensor inspection and Maintenance Quarterly for
TABWA2-PRS | 12 | PRS Chemical Tank heat tracing heater Sensor inspection and Maintenance- Quarterly | TAB-Routine Work Area 2 | TAB-RTE-WA2 | 17000000 | TAB-PRS-HTR-2140 | PRS Chemical Tank heat tracing heater Sensor inspection and Maintenance Quarterly for
TABWA2-PRS | 12 | PRS Chemical Tank heat tracing heater Sensor inspection and Maintenance- Quarterly | TAB-Routine Work Area 2 | TAB-RTE-WA2 | 19000000 | TAB-PRS-HTR-2160 | PRS Chemical Tank heat tracing heater Sensor inspection and Maintenance Quarterly for
TABWA2-PRS | 12 | PRS Chemical Tank heat tracing heater Sensor inspection and Maintenance- Quarterly | TAB-Routine Work Area 2 | TAB-RTE-WA2 | 21000000 | TAB-PRS-HTR-2170 | PRS Chemical Tank heat tracing heater Sensor inspection and Maintenance Quarterly for
TABWA2-PRS | 13 | PRS Sump Pump Inspection and Maintenance- 6 Months | TAB-Routine Work Area 2 | TAB-RTE-WA2 | 1000000 | TAB-PRS-P-0411 | PRS Sump Pump Inspection and Maintenance 6 Months for
TABWA2-PRS | 13 | PRS Sump Pump Inspection and Maintenance- 6 Months | TAB-Routine Work Area 2 | TAB-RTE-WA2 | 3000000 | TAB-PRS-P-0413 | PRS Sump Pump Inspection and Maintenance 6 Months for
TABWA2-PRS | 13 | PRS Sump Pump Inspection and Maintenance- 6 Months | TAB-Routine Work Area 2 | TAB-RTE-WA2 | 2000000 | TAB-PRS-P-0412 | PRS Sump Pump Inspection and Maintenance 6 Months for
TABWA2-PRS | 13 | PRS Sump Pump Inspection and Maintenance- 6 Months | TAB-Routine Work Area 2 | TAB-RTE-WA2 | 4000000 | TAB-PRS-P-0414 | PRS Sump Pump Inspection and Maintenance 6 Months for
TABWA2-PRS | 14 | PRS Three Way Bag Strainer Valve Inspection-Quarterly | TAB-Routine Work Area 2 | TAB-RTE-WA2 | 1000000 | TAB-PRS-V-0110 | PRS Three Way Bag Strainer Valve InspectionQuarterly for
TABWA2-PRS | 14 | PRS Three Way Bag Strainer Valve Inspection-Quarterly | TAB-Routine Work Area 2 | TAB-RTE-WA2 | 2000000 | TAB-PRS-V-0111 | PRS Three Way Bag Strainer Valve InspectionQuarterly for
TABWA2-PRS | 14 | PRS Three Way Bag Strainer Valve Inspection-Quarterly | TAB-Routine Work Area 2 | TAB-RTE-WA2 | 4000000 | TAB-PRS-V-0114 | PRS Three Way Bag Strainer Valve InspectionQuarterly for
TABWA2-PRS | 14 | PRS Three Way Bag Strainer Valve Inspection-Quarterly | TAB-Routine Work Area 2 | TAB-RTE-WA2 | 3000000 | TAB-PRS-V-0113 | PRS Three Way Bag Strainer Valve InspectionQuarterly for
TABWA2-SQ | 6 | First Aid Kit Inspections -WA2 - Quarterly (Legislative) | TAB-Routine Work Area 2 | TAB-RTE-WA2 | 2000000 | TAB-BL-SQ-9102 | First Aid Kit InspectionQuarterly for
TABWA2-SQ | 6 | First Aid Kit Inspections -WA2 - Quarterly (Legislative) | TAB-Routine Work Area 2 | TAB-RTE-WA2 | 1000000 | TAB-BL-SQ-9101 | First Aid Kit InspectionQuarterly for
TABWA2-SQ | 6 | First Aid Kit Inspections -WA2 - Quarterly (Legislative) | TAB-Routine Work Area 2 | TAB-RTE-WA2 | 3000000 | TAB-BL-SQ-9103 | First Aid Kit InspectionQuarterly for
TABWA2-SQ | 6 | First Aid Kit Inspections -WA2 - Quarterly (Legislative) | TAB-Routine Work Area 2 | TAB-RTE-WA2 | 4000000 | TAB-PRS-SQ-0010 | First Aid Kit InspectionQuarterly for
TABWA2-SQ | 9 | Aeration Gallery, Atmosphere Monitoring Alarm Testing- Monthly (Legislative) | TAB-Routine Work Area 2 | TAB-RTE-WA2 | 5000000 | TAB-STR-AIT-7171 | Verification check of the gas detector Bump Test for
TABWA2-SQ | 9 | Aeration Gallery, Atmosphere Monitoring Alarm Testing- Monthly (Legislative) | TAB-Routine Work Area 2 | TAB-RTE-WA2 | 7000000 | TAB-STR-AIT-7173 | Verification check of the gas detector Bump Test for
TABWA2-SQ | 9 | Aeration Gallery, Atmosphere Monitoring Alarm Testing- Monthly (Legislative) | TAB-Routine Work Area 2 | TAB-RTE-WA2 | 6000000 | TAB-STR-AIT-7172 | Verification check of the gas detector Bump Test for
TABWA2-SQ | 9 | Aeration Gallery, Atmosphere Monitoring Alarm Testing- Monthly (Legislative) | TAB-Routine Work Area 2 | TAB-RTE-WA2 | 8000000 | TAB-STR-AIT-7174 | Verification check of the gas detector Bump Test for
TABWA2-SQ | 10 | Aeration Gallery, Atmosphere Monitoring Alarm Calibration- Yearly (Legislative) | TAB-Routine Work Area 2 | TAB-RTE-WA2 | 2000000 | TAB-STR-AIT-7172 | Calibration of the gas detector for
TABWA2-SQ | 10 | Aeration Gallery, Atmosphere Monitoring Alarm Calibration- Yearly (Legislative) | TAB-Routine Work Area 2 | TAB-RTE-WA2 | 1000000 | TAB-STR-AIT-7171 | Calibration of the gas detector for
TABWA2-SQ | 10 | Aeration Gallery, Atmosphere Monitoring Alarm Calibration- Yearly (Legislative) | TAB-Routine Work Area 2 | TAB-RTE-WA2 | 3000000 | TAB-STR-AIT-7173 | Calibration of the gas detector for
TABWA2-SQ | 10 | Aeration Gallery, Atmosphere Monitoring Alarm Calibration- Yearly (Legislative) | TAB-Routine Work Area 2 | TAB-RTE-WA2 | 4000000 | TAB-STR-AIT-7174 | Calibration of the gas detector for
TABWA2-SQ | 12 | Eye Wash station Inspection- Weekly (Legislative) | TAB-Routine Work Area 2 | TAB-RTE-WA2 | 1000000 | TAB-STR-SQ-0001 | Eye Wash station Inspection Weekly for
TABWA2-SQ | 12 | Eye Wash station Inspection- Weekly (Legislative) | TAB-Routine Work Area 2 | TAB-RTE-WA2 | 3000000 | TAB-PRS-SQ-0005 | Eye Wash station Inspection Weekly for
TABWA2-SQ | 12 | Eye Wash station Inspection- Weekly (Legislative) | TAB-Routine Work Area 2 | TAB-RTE-WA2 | 2000000 | TAB-CW-SQ-0004 | Eye Wash station Inspection Weekly for
TABWA2-SQ | 12 | Eye Wash station Inspection- Weekly (Legislative) | TAB-Routine Work Area 2 | TAB-RTE-WA2 | 5000000 | TAB-SES-SQ-2204 | Eye Wash station Inspection Weekly for
TABWA2-SQ | 12 | Eye Wash station Inspection- Weekly (Legislative) | TAB-Routine Work Area 2 | TAB-RTE-WA2 | 4000000 | TAB-SES-SQ-2203 | Eye Wash station Inspection Weekly for
TABWA2-SQ | 12 | Eye Wash station Inspection- Weekly (Legislative) | TAB-Routine Work Area 2 | TAB-RTE-WA2 | 6000000 | TAB-SES-SQ-2205 | Eye Wash station Inspection Weekly for
TABWA2-SQ | 12 | Eye Wash station Inspection- Weekly (Legislative) | TAB-Routine Work Area 2 | TAB-RTE-WA2 | 7000000 | TAB-SES-SQ-2206 | Eye Wash station Inspection Weekly for
TABWA2-SQ | 14 | Portable ladder inspection- Quarterly | TAB-Routine Work Area 2 | TAB-RTE-WA2 | 2000000 | TAB-WA2-LDR-1102 | Portable ladder inspection Quarterly 0001for
TABWA2-SQ | 14 | Portable ladder inspection- Quarterly | TAB-Routine Work Area 2 | TAB-RTE-WA2 | 1000000 | TAB-WA2-LDR-1101 | Portable ladder inspection Quarterly 0001for
TABWA2-SQ | 14 | Portable ladder inspection- Quarterly | TAB-Routine Work Area 2 | TAB-RTE-WA2 | 3000000 | TAB-WA2-LDR-1103 | Portable ladder inspection Quarterly 0001for
TABWA2-SQ | 14 | Portable ladder inspection- Quarterly | TAB-Routine Work Area 2 | TAB-RTE-WA2 | 4000000 | TAB-WA2-LDR-1105 | Portable ladder inspection Quarterly 0001for
TABWA2-SQ | 14 | Portable ladder inspection- Quarterly | TAB-Routine Work Area 2 | TAB-RTE-WA2 | 5000000 | TAB-WA2-LDR-1105 | Portable ladder inspection Quarterly 0001for
TABWA2-SQ | 14 | Portable ladder inspection- Quarterly | TAB-Routine Work Area 2 | TAB-RTE-WA2 | 6000000 | TAB-WA2-LDR-1106 | Portable ladder inspection Quarterly 0001for
TABWA2-SQ | 14 | Portable ladder inspection- Quarterly | TAB-Routine Work Area 2 | TAB-RTE-WA2 | 10000000 | TAB-WA2-LDR-1110 | Portable ladder inspection Quarterly 0001for
TABWA2-SQ | 14 | Portable ladder inspection- Quarterly | TAB-Routine Work Area 2 | TAB-RTE-WA2 | 7000000 | TAB-WA2-LDR-1107 | Portable ladder inspection Quarterly 0001for
TABWA2-SQ | 14 | Portable ladder inspection- Quarterly | TAB-Routine Work Area 2 | TAB-RTE-WA2 | 13000000 | TAB-WA2-LDR-1113 | Portable ladder inspection Quarterly 0001for
TABWA2-SQ | 14 | Portable ladder inspection- Quarterly | TAB-Routine Work Area 2 | TAB-RTE-WA2 | 8000000 | TAB-WA2-LDR-1108 | Portable ladder inspection Quarterly 0001for
TABWA2-SQ | 14 | Portable ladder inspection- Quarterly | TAB-Routine Work Area 2 | TAB-RTE-WA2 | 15000000 | TAB-WA2-LDR-1105 | Portable ladder inspection Quarterly 0001for
TABWA2-SQ | 14 | Portable ladder inspection- Quarterly | TAB-Routine Work Area 2 | TAB-RTE-WA2 | 9000000 | TAB-WA2-LDR-1109 | Portable ladder inspection Quarterly 0001for
TABWA2-SQ | 14 | Portable ladder inspection- Quarterly | TAB-Routine Work Area 2 | TAB-RTE-WA2 | 16000000 | TAB-WA2-LDR-1116 | Portable ladder inspection Quarterly 0001for
TABWA2-SQ | 14 | Portable ladder inspection- Quarterly | TAB-Routine Work Area 2 | TAB-RTE-WA2 | 11000000 | TAB-WA2-LDR-1111 | Portable ladder inspection Quarterly 0001for
TABWA2-SQ | 14 | Portable ladder inspection- Quarterly | TAB-Routine Work Area 2 | TAB-RTE-WA2 | 18000000 | TAB-WA2-LDR-1118 | Portable ladder inspection Quarterly 0001for
TABWA2-SQ | 14 | Portable ladder inspection- Quarterly | TAB-Routine Work Area 2 | TAB-RTE-WA2 | 12000000 | TAB-WA2-LDR-1112 | Portable ladder inspection Quarterly 0001for
TABWA2-SQ | 14 | Portable ladder inspection- Quarterly | TAB-Routine Work Area 2 | TAB-RTE-WA2 | 23000000 | TAB-WA2-LDR-1123 | Portable ladder inspection Quarterly 0001for
TABWA2-SQ | 14 | Portable ladder inspection- Quarterly | TAB-Routine Work Area 2 | TAB-RTE-WA2 | 14000000 | TAB-WA2-LDR-1114 | Portable ladder inspection Quarterly 0001for
TABWA2-SQ | 14 | Portable ladder inspection- Quarterly | TAB-Routine Work Area 2 | TAB-RTE-WA2 | 24000000 | TAB-WA2-LDR-1124 | Portable ladder inspection Quarterly 0001for
TABWA2-SQ | 14 | Portable ladder inspection- Quarterly | TAB-Routine Work Area 2 | TAB-RTE-WA2 | 17000000 | TAB-WA2-LDR-1117 | Portable ladder inspection Quarterly 0001for
TABWA2-SQ | 14 | Portable ladder inspection- Quarterly | TAB-Routine Work Area 2 | TAB-RTE-WA2 | 26000000 | TAB-WA2-LDR-1126 | Portable ladder inspection Quarterly 0001for
TABWA2-SQ | 14 | Portable ladder inspection- Quarterly | TAB-Routine Work Area 2 | TAB-RTE-WA2 | 19000000 | TAB-WA2-LDR-1119 | Portable ladder inspection Quarterly 0001for
TABWA2-SQ | 14 | Portable ladder inspection- Quarterly | TAB-Routine Work Area 2 | TAB-RTE-WA2 | 20000000 | TAB-WA2-LDR-1120 | Portable ladder inspection Quarterly 0001for
TABWA2-SQ | 14 | Portable ladder inspection- Quarterly | TAB-Routine Work Area 2 | TAB-RTE-WA2 | 21000000 | TAB-WA2-LDR-1121 | Portable ladder inspection Quarterly 0001for
TABWA2-SQ | 14 | Portable ladder inspection- Quarterly | TAB-Routine Work Area 2 | TAB-RTE-WA2 | 22000000 | TAB-WA2-LDR-1122 | Portable ladder inspection Quarterly 0001for
TABWA2-SQ | 14 | Portable ladder inspection- Quarterly | TAB-Routine Work Area 2 | TAB-RTE-WA2 | 25000000 | TAB-WA2-LDR-1125 | Portable ladder inspection Quarterly 0001for
TABWA2-SQ | 15 | Review of LOTO Log Book by ASPOM- 2 Months | TAB-Routine Work Area 2 | TAB-RTE-WA2 | 3000000 | TAB-WA2-SQ-8203 | Review of LOTO Log Book by ASPOM 2 Months for
TABWA2-SQ | 15 | Review of LOTO Log Book by ASPOM- 2 Months | TAB-Routine Work Area 2 | TAB-RTE-WA2 | 1000000 | TAB-WA2-SQ-8201 | Review of LOTO Log Book by ASPOM 2 Months for
TABWA2-SQ | 15 | Review of LOTO Log Book by ASPOM- 2 Months | TAB-Routine Work Area 2 | TAB-RTE-WA2 | 4000000 | TAB-WA2-SQ-8204 | Review of LOTO Log Book by ASPOM 2 Months for
TABWA2-SQ | 15 | Review of LOTO Log Book by ASPOM- 2 Months | TAB-Routine Work Area 2 | TAB-RTE-WA2 | 2000000 | TAB-WA2-SQ-8202 | Review of LOTO Log Book by ASPOM 2 Months for
TABWA2-SQ | 15 | Review of LOTO Log Book by ASPOM- 2 Months | TAB-Routine Work Area 2 | TAB-RTE-WA2 | 5000000 | TAB-WA2-SQ-8205 | Review of LOTO Log Book by ASPOM 2 Months for
TABWA2-SQ | 20 | Calibration and Recertification of the Portable Gas Detectors-MSA -6 Months | TAB-Routine Work Area 2 | TAB-RTE-WA2 | 2000000 | TAB-STR-AM-7438 | Calibration and Recertification of the Portable Gas DetectorsMSA 6 Months for
TABWA2-SQ | 20 | Calibration and Recertification of the Portable Gas Detectors-MSA -6 Months | TAB-Routine Work Area 2 | TAB-RTE-WA2 | 1000000 | TAB-STR-AM-7402 | Calibration and Recertification of the Portable Gas DetectorsMSA 6 Months for
TABWA2-SQ | 20 | Calibration and Recertification of the Portable Gas Detectors-MSA -6 Months | TAB-Routine Work Area 2 | TAB-RTE-WA2 | 6000000 | TAB-STR-AM-7526 | Calibration and Recertification of the Portable Gas DetectorsMSA 6 Months for
TABWA2-SQ | 20 | Calibration and Recertification of the Portable Gas Detectors-MSA -6 Months | TAB-Routine Work Area 2 | TAB-RTE-WA2 | 3000000 | TAB-STR-AM-7459 | Calibration and Recertification of the Portable Gas DetectorsMSA 6 Months for
TABWA2-SQ | 20 | Calibration and Recertification of the Portable Gas Detectors-MSA -6 Months | TAB-Routine Work Area 2 | TAB-RTE-WA2 | 4000000 | TAB-STR-AM-7491 | Calibration and Recertification of the Portable Gas DetectorsMSA 6 Months for
TABWA2-SQ | 20 | Calibration and Recertification of the Portable Gas Detectors-MSA -6 Months | TAB-Routine Work Area 2 | TAB-RTE-WA2 | 5000000 | TAB-STR-AM-7508 | Calibration and Recertification of the Portable Gas DetectorsMSA 6 Months for
TABWA3-PM | 4 | Test and check the UPS for RPU- Quarterly | TAB-Routine Work Area 3 | TAB-RTE-WA3 | 2000000 | TAB-DEW-UPS-1102 | Test and check the UPS for RPU Quarterly for
TABWA3-PM | 4 | Test and check the UPS for RPU- Quarterly | TAB-Routine Work Area 3 | TAB-RTE-WA3 | 1000000 | TAB-DEW-UPS-1101 | Test and check the UPS for RPU Quarterly for
TABWA3-PM | 4 | Test and check the UPS for RPU- Quarterly | TAB-Routine Work Area 3 | TAB-RTE-WA3 | 5000000 | TAB-DEW-UPS-1105 | Test and check the UPS for RPU Quarterly for
TABWA3-PM | 4 | Test and check the UPS for RPU- Quarterly | TAB-Routine Work Area 3 | TAB-RTE-WA3 | 3000000 | TAB-DEW-UPS-1103 | Test and check the UPS for RPU Quarterly for
TABWA3-PM | 4 | Test and check the UPS for RPU- Quarterly | TAB-Routine Work Area 3 | TAB-RTE-WA3 | 7000000 | TAB-DEW-UPS-1107 | Test and check the UPS for RPU Quarterly for
TABWA3-PM | 4 | Test and check the UPS for RPU- Quarterly | TAB-Routine Work Area 3 | TAB-RTE-WA3 | 4000000 | TAB-DEW-UPS-1104 | Test and check the UPS for RPU Quarterly for
TABWA3-PM | 4 | Test and check the UPS for RPU- Quarterly | TAB-Routine Work Area 3 | TAB-RTE-WA3 | 8000000 | TAB-DEW-UPS-1110 | Test and check the UPS for RPU Quarterly for
TABWA3-PM | 4 | Test and check the UPS for RPU- Quarterly | TAB-Routine Work Area 3 | TAB-RTE-WA3 | 6000000 | TAB-DEW-UPS-1106 | Test and check the UPS for RPU Quarterly for
TABWA3-PM | 4 | Test and check the UPS for RPU- Quarterly | TAB-Routine Work Area 3 | TAB-RTE-WA3 | 12000000 | TAB-DEW-UPS-1121 | Test and check the UPS for RPU Quarterly for
TABWA3-PM | 4 | Test and check the UPS for RPU- Quarterly | TAB-Routine Work Area 3 | TAB-RTE-WA3 | 9000000 | TAB-DEW-UPS-1111 | Test and check the UPS for RPU Quarterly for
TABWA3-PM | 4 | Test and check the UPS for RPU- Quarterly | TAB-Routine Work Area 3 | TAB-RTE-WA3 | 17000000 | TAB-DEW-UPS-1134 | Test and check the UPS for RPU Quarterly for
TABWA3-PM | 4 | Test and check the UPS for RPU- Quarterly | TAB-Routine Work Area 3 | TAB-RTE-WA3 | 10000000 | TAB-DEW-UPS-1112 | Test and check the UPS for RPU Quarterly for
TABWA3-PM | 4 | Test and check the UPS for RPU- Quarterly | TAB-Routine Work Area 3 | TAB-RTE-WA3 | 19000000 | TAB-DEW-UPS-1136 | Test and check the UPS for RPU Quarterly for
TABWA3-PM | 4 | Test and check the UPS for RPU- Quarterly | TAB-Routine Work Area 3 | TAB-RTE-WA3 | 11000000 | TAB-DEW-UPS-1113 | Test and check the UPS for RPU Quarterly for
TABWA3-PM | 4 | Test and check the UPS for RPU- Quarterly | TAB-Routine Work Area 3 | TAB-RTE-WA3 | 20000000 | TAB-DEW-UPS-1137 | Test and check the UPS for RPU Quarterly for
TABWA3-PM | 4 | Test and check the UPS for RPU- Quarterly | TAB-Routine Work Area 3 | TAB-RTE-WA3 | 13000000 | TAB-DEW-UPS-1122 | Test and check the UPS for RPU Quarterly for
TABWA3-PM | 4 | Test and check the UPS for RPU- Quarterly | TAB-Routine Work Area 3 | TAB-RTE-WA3 | 22000000 | TAB-DEW-UPS-1139 | Test and check the UPS for RPU Quarterly for
TABWA3-PM | 4 | Test and check the UPS for RPU- Quarterly | TAB-Routine Work Area 3 | TAB-RTE-WA3 | 14000000 | TAB-DEW-UPS-1130 | Test and check the UPS for RPU Quarterly for
TABWA3-PM | 4 | Test and check the UPS for RPU- Quarterly | TAB-Routine Work Area 3 | TAB-RTE-WA3 | 25000000 | TAB-DEW-UPS-1142 | Test and check the UPS for RPU Quarterly for
TABWA3-PM | 4 | Test and check the UPS for RPU- Quarterly | TAB-Routine Work Area 3 | TAB-RTE-WA3 | 15000000 | TAB-DEW-UPS-1132 | Test and check the UPS for RPU Quarterly for
TABWA3-PM | 4 | Test and check the UPS for RPU- Quarterly | TAB-Routine Work Area 3 | TAB-RTE-WA3 | 27000000 | TAB-DEW-UPS-1144 | Test and check the UPS for RPU Quarterly for
TABWA3-PM | 4 | Test and check the UPS for RPU- Quarterly | TAB-Routine Work Area 3 | TAB-RTE-WA3 | 16000000 | TAB-DEW-UPS-1133 | Test and check the UPS for RPU Quarterly for
TABWA3-PM | 4 | Test and check the UPS for RPU- Quarterly | TAB-Routine Work Area 3 | TAB-RTE-WA3 | 28000000 | TAB-DEW-UPS-1145 | Test and check the UPS for RPU Quarterly for
TABWA3-PM | 4 | Test and check the UPS for RPU- Quarterly | TAB-Routine Work Area 3 | TAB-RTE-WA3 | 18000000 | TAB-DEW-UPS-1135 | Test and check the UPS for RPU Quarterly for
TABWA3-PM | 4 | Test and check the UPS for RPU- Quarterly | TAB-Routine Work Area 3 | TAB-RTE-WA3 | 30000000 | TAB-DEW-UPS-1147 | Test and check the UPS for RPU Quarterly for
TABWA3-PM | 4 | Test and check the UPS for RPU- Quarterly | TAB-Routine Work Area 3 | TAB-RTE-WA3 | 21000000 | TAB-DEW-UPS-1138 | Test and check the UPS for RPU Quarterly for
TABWA3-PM | 4 | Test and check the UPS for RPU- Quarterly | TAB-Routine Work Area 3 | TAB-RTE-WA3 | 31000000 | TAB-EL2-UPS-0810 | Test and check the UPS for RPU Quarterly for
TABWA3-PM | 4 | Test and check the UPS for RPU- Quarterly | TAB-Routine Work Area 3 | TAB-RTE-WA3 | 23000000 | TAB-DEW-UPS-1140 | Test and check the UPS for RPU Quarterly for
TABWA3-PM | 4 | Test and check the UPS for RPU- Quarterly | TAB-Routine Work Area 3 | TAB-RTE-WA3 | 32000000 | TAB-EL3-UPS-0820 | Test and check the UPS for RPU Quarterly for
TABWA3-PM | 4 | Test and check the UPS for RPU- Quarterly | TAB-Routine Work Area 3 | TAB-RTE-WA3 | 24000000 | TAB-DEW-UPS-1141 | Test and check the UPS for RPU Quarterly for
TABWA3-PM | 4 | Test and check the UPS for RPU- Quarterly | TAB-Routine Work Area 3 | TAB-RTE-WA3 | 26000000 | TAB-DEW-UPS-1143 | Test and check the UPS for RPU Quarterly for
TABWA3-PM | 4 | Test and check the UPS for RPU- Quarterly | TAB-Routine Work Area 3 | TAB-RTE-WA3 | 29000000 | TAB-DEW-UPS-1146 | Test and check the UPS for RPU Quarterly for
TABWA3-SQ | 5 | First Aid Kit Inspections -WA3 - Quarterly (Legislative) | TAB-Routine Work Area 3 | TAB-RTE-WA3 | 1000000 | TAB-DEW-SQ-9107 | First Aid Kit InspectionQuarterly for
TABWA3-SQ | 5 | First Aid Kit Inspections -WA3 - Quarterly (Legislative) | TAB-Routine Work Area 3 | TAB-RTE-WA3 | 2000000 | TAB-DEW-SQ-9108 | First Aid Kit InspectionQuarterly for
TABWA3-SQ | 8 | Eye Wash station Inspection- Weekly (Legislative) | TAB-Routine Work Area 3 | TAB-RTE-WA3 | 2000000 | TAB-CW-SQ-6001 | Eye Wash station Inspection Weekly for
TABWA3-SQ | 8 | Eye Wash station Inspection- Weekly (Legislative) | TAB-Routine Work Area 3 | TAB-RTE-WA3 | 1000000 | TAB-CW-SQ-0030 | Eye Wash station Inspection Weekly for
TABWA3-SQ | 8 | Eye Wash station Inspection- Weekly (Legislative) | TAB-Routine Work Area 3 | TAB-RTE-WA3 | 4000000 | TAB-CW-SQ-6003 | Eye Wash station Inspection Weekly for
TABWA3-SQ | 8 | Eye Wash station Inspection- Weekly (Legislative) | TAB-Routine Work Area 3 | TAB-RTE-WA3 | 3000000 | TAB-CW-SQ-6002 | Eye Wash station Inspection Weekly for
TABWA3-SQ | 8 | Eye Wash station Inspection- Weekly (Legislative) | TAB-Routine Work Area 3 | TAB-RTE-WA3 | 7000000 | TAB-CW-SQ-6006 | Eye Wash station Inspection Weekly for
TABWA3-SQ | 8 | Eye Wash station Inspection- Weekly (Legislative) | TAB-Routine Work Area 3 | TAB-RTE-WA3 | 5000000 | TAB-CW-SQ-6004 | Eye Wash station Inspection Weekly for
TABWA3-SQ | 8 | Eye Wash station Inspection- Weekly (Legislative) | TAB-Routine Work Area 3 | TAB-RTE-WA3 | 9000000 | TAB-CW-SQ-6008 | Eye Wash station Inspection Weekly for
TABWA3-SQ | 8 | Eye Wash station Inspection- Weekly (Legislative) | TAB-Routine Work Area 3 | TAB-RTE-WA3 | 6000000 | TAB-CW-SQ-6005 | Eye Wash station Inspection Weekly for
TABWA3-SQ | 8 | Eye Wash station Inspection- Weekly (Legislative) | TAB-Routine Work Area 3 | TAB-RTE-WA3 | 8000000 | TAB-CW-SQ-6007 | Eye Wash station Inspection Weekly for
TABWA3-SQ | 8 | Eye Wash station Inspection- Weekly (Legislative) | TAB-Routine Work Area 3 | TAB-RTE-WA3 | 10000000 | TAB-DEW-SQ-0003 | Eye Wash station Inspection Weekly for
TABWA3-SQ | 9 | 6 Months Review of LOTO Log Book by ASPOM | TAB-Routine Work Area 3 | TAB-RTE-WA3 | 2000000 | TAB-WA3-SQ-8302 | Review of LOTO Log Book by ASPOM for
TABWA3-SQ | 9 | 6 Months Review of LOTO Log Book by ASPOM | TAB-Routine Work Area 3 | TAB-RTE-WA3 | 1000000 | TAB-WA3-SQ-8301 | Review of LOTO Log Book by ASPOM for
TABWA3-SQ | 9 | 6 Months Review of LOTO Log Book by ASPOM | TAB-Routine Work Area 3 | TAB-RTE-WA3 | 3000000 | TAB-WA3-SQ-8303 | Review of LOTO Log Book by ASPOM for
TABWA3-SQ | 9 | 6 Months Review of LOTO Log Book by ASPOM | TAB-Routine Work Area 3 | TAB-RTE-WA3 | 4000000 | TAB-WA3-SQ-8304 | Review of LOTO Log Book by ASPOM for
TABWA3-SQ | 15 | Calibration and Recertification of the Portable Gas Detectors-MSA -6 Months | TAB-Routine Work Area 3 | TAB-RTE-WA3 | 1000000 | TAB-DEW-AM-0004 | Calibration and Recertification of the Portable Gas DetectorsMSA 6 Months
TABWA3-SQ | 15 | Calibration and Recertification of the Portable Gas Detectors-MSA -6 Months | TAB-Routine Work Area 3 | TAB-RTE-WA3 | 2000000 | TAB-DEW-AM-4727 | Calibration and Recertification of the Portable Gas DetectorsMSA 6 Months
TABWA3-SQ | 15 | Calibration and Recertification of the Portable Gas Detectors-MSA -6 Months | TAB-Routine Work Area 3 | TAB-RTE-WA3 | 3000000 | TAB-DEW-AM-4739 | Calibration and Recertification of the Portable Gas DetectorsMSA 6 Months
TABWA3-SQ | 15 | Calibration and Recertification of the Portable Gas Detectors-MSA -6 Months | TAB-Routine Work Area 3 | TAB-RTE-WA3 | 4000000 | TAB-DEW-AM-4742 | Calibration and Recertification of the Portable Gas DetectorsMSA 6 Months
TABWA3-SQ | 15 | Calibration and Recertification of the Portable Gas Detectors-MSA -6 Months | TAB-Routine Work Area 3 | TAB-RTE-WA3 | 5000000 | TAB-DEW-AM-4745 | Calibration and Recertification of the Portable Gas DetectorsMSA 6 Months
TABWA4-CHL | 1 | Chlorine Residual Analyzer- Tuesday Colorimeter Cell Cleaning Routine (Legislative) | TAB-Routine Work Area 4 | TAB-RTE-WA4 | 2000000 | TAB-DIS-AIT-3002 | Clean and Check the calibration for
TABWA4-CHL | 1 | Chlorine Residual Analyzer- Tuesday Colorimeter Cell Cleaning Routine (Legislative) | TAB-Routine Work Area 4 | TAB-RTE-WA4 | 1000000 | TAB-DIS-AIT-3001 | Clean and Check the calibration for
TABWA4-CHL | 2 | Chlorine Residual Analyzer- Friday Colorimeter Cell Cleaning Routine | TAB-Routine Work Area 4 | TAB-RTE-WA4 | 2000000 | TAB-DIS-AIT-3001 | Clean and Check the calibration for
TABWA4-CHL | 2 | Chlorine Residual Analyzer- Friday Colorimeter Cell Cleaning Routine | TAB-Routine Work Area 4 | TAB-RTE-WA4 | 1000000 | CN2001D | Clean and Check the calibration for
TABWA4-CHL | 2 | Chlorine Residual Analyzer- Friday Colorimeter Cell Cleaning Routine | TAB-Routine Work Area 4 | TAB-RTE-WA4 | 3000000 | TAB-DIS-AIT-3002 | Clean and Check the calibration for
TABWA4-CHL | 44 | Effluent pH Analyzer 3days Routine PM - Tuesday (Legislative) | TAB-Routine Work Area 4 | TAB-RTE-WA4 | 2000000 | TAB-DIS-AIT-3004 | Clean and Check the calibration for
TABWA4-CHL | 44 | Effluent pH Analyzer 3days Routine PM - Tuesday (Legislative) | TAB-Routine Work Area 4 | TAB-RTE-WA4 | 1000000 | TAB-DIS-AIT-3003 | Clean and Check the calibration for
TABWA4-CHL | 45 | Effluent pH Analyzer 3days Routine PM-Friday (Legislative) | TAB-Routine Work Area 4 | TAB-RTE-WA4 | 1000000 | TAB-DIS-AIT-3003 | Clean and Check the calibration for
TABWA4-CHL | 45 | Effluent pH Analyzer 3days Routine PM-Friday (Legislative) | TAB-Routine Work Area 4 | TAB-RTE-WA4 | 2000000 | TAB-DIS-AIT-3004 | Clean and Check the calibration for
TABWA4-CHL | 68 | CL17 Residual Chlorine Analyzer Maintenance-6 Monthly | TAB-Routine Work Area 4 | TAB-RTE-WA4 | 1000000 | TAB-DIS-AIT-3001 | Residual Chlorine Analyzer Calibration and MaintenanceAnnual for
TABWA4-CHL | 68 | CL17 Residual Chlorine Analyzer Maintenance-6 Monthly | TAB-Routine Work Area 4 | TAB-RTE-WA4 | 2000000 | TAB-DIS-AIT-3002 | Residual Chlorine Analyzer Calibration and MaintenanceAnnual for
TABWA4-CHL | 75 | NAOCL Strainer Inspection - Quarterly | TAB-Routine Work Area 4 | TAB-RTE-WA4 | 1000000 | TAB-DIS-STR-2700 | Inspect and clean NAOCL strainer for
TABWA4-CHL | 75 | NAOCL Strainer Inspection - Quarterly | TAB-Routine Work Area 4 | TAB-RTE-WA4 | 5000000 | TAB-DIS-STR-2850 | Inspect and clean NAOCL strainer for
TABWA4-CHL | 75 | NAOCL Strainer Inspection - Quarterly | TAB-Routine Work Area 4 | TAB-RTE-WA4 | 2000000 | TAB-DIS-STR-2820 | Inspect and clean NAOCL strainer for
TABWA4-CHL | 75 | NAOCL Strainer Inspection - Quarterly | TAB-Routine Work Area 4 | TAB-RTE-WA4 | 7000000 | TAB-DIS-STR-2704 | Inspect and clean NAOCL strainer for
TABWA4-CHL | 75 | NAOCL Strainer Inspection - Quarterly | TAB-Routine Work Area 4 | TAB-RTE-WA4 | 3000000 | TAB-DIS-STR-2820 | Inspect and clean NAOCL strainer for
TABWA4-CHL | 75 | NAOCL Strainer Inspection - Quarterly | TAB-Routine Work Area 4 | TAB-RTE-WA4 | 4000000 | TAB-DIS-STR-2830 | Inspect and clean NAOCL strainer for
TABWA4-CHL | 75 | NAOCL Strainer Inspection - Quarterly | TAB-Routine Work Area 4 | TAB-RTE-WA4 | 6000000 | TAB-DIS-STR-2703 | Inspect and clean NAOCL strainer for
TABWA4-CHL | 75 | NAOCL Strainer Inspection - Quarterly | TAB-Routine Work Area 4 | TAB-RTE-WA4 | 8000000 | TAB-DIS-STR-5400 | Inspect and clean NAOCL strainer for
TABWA4-PM | 4 | Test and check the UPS for RPU- Quarterly | TAB-Routine Work Area 4 | TAB-RTE-WA4 | 3000000 | TAB-DIS-UPS-0801 | Test and check the UPS for RPU Quarterly for
TABWA4-PM | 4 | Test and check the UPS for RPU- Quarterly | TAB-Routine Work Area 4 | TAB-RTE-WA4 | 1000000 | TAB-DEW-UPS-1150 | Test and check the UPS for RPU Quarterly for
TABWA4-PM | 4 | Test and check the UPS for RPU- Quarterly | TAB-Routine Work Area 4 | TAB-RTE-WA4 | 4000000 | TAB-OCS-UPS-1209 | Test and check the UPS for RPU Quarterly for
TABWA4-PM | 4 | Test and check the UPS for RPU- Quarterly | TAB-Routine Work Area 4 | TAB-RTE-WA4 | 2000000 | TAB-DIS-UPS-0523 | Test and check the UPS for RPU Quarterly for
TABWA4-PM | 4 | Test and check the UPS for RPU- Quarterly | TAB-Routine Work Area 4 | TAB-RTE-WA4 | 5000000 | TAB-SLO-UPS-1201 | Test and check the UPS for RPU Quarterly for
TABWA4-PM | 4 | Test and check the UPS for RPU- Quarterly | TAB-Routine Work Area 4 | TAB-RTE-WA4 | 6000000 | TAB-SLO-UPS-1202 | Test and check the UPS for RPU Quarterly for
TABWA4-PM | 4 | Test and check the UPS for RPU- Quarterly | TAB-Routine Work Area 4 | TAB-RTE-WA4 | 7000000 | TAB-SLO-UPS-1203 | Test and check the UPS for RPU Quarterly for
TABWA4-PM | 4 | Test and check the UPS for RPU- Quarterly | TAB-Routine Work Area 4 | TAB-RTE-WA4 | 9000000 | TAB-SLO-UPS-1206 | Test and check the UPS for RPU Quarterly for
TABWA4-PM | 4 | Test and check the UPS for RPU- Quarterly | TAB-Routine Work Area 4 | TAB-RTE-WA4 | 8000000 | TAB-SLO-UPS-1204 | Test and check the UPS for RPU Quarterly for
TABWA4-PM | 4 | Test and check the UPS for RPU- Quarterly | TAB-Routine Work Area 4 | TAB-RTE-WA4 | 12000000 | TAB-SLO-UPS-1212 | Test and check the UPS for RPU Quarterly for
TABWA4-PM | 4 | Test and check the UPS for RPU- Quarterly | TAB-Routine Work Area 4 | TAB-RTE-WA4 | 10000000 | TAB-SLO-UPS-1207 | Test and check the UPS for RPU Quarterly for
TABWA4-PM | 4 | Test and check the UPS for RPU- Quarterly | TAB-Routine Work Area 4 | TAB-RTE-WA4 | 11000000 | TAB-SLO-UPS-1208 | Test and check the UPS for RPU Quarterly for
TABWA4-SQ | 5 | First Aid Kit Inspections -WA4 - Quarterly (Legislative) | TAB-Routine Work Area 4 | TAB-RTE-WA4 | 1000000 | TAB-SLO-SQ-9108 | First Aid Kit InspectionQuarterly for
TABWA4-SQ | 5 | First Aid Kit Inspections -WA4 - Quarterly (Legislative) | TAB-Routine Work Area 4 | TAB-RTE-WA4 | 2000000 | TAB-SLO-SQ-9106 | First Aid Kit InspectionQuarterly for
TABWA4-SQ | 5 | First Aid Kit Inspections -WA4 - Quarterly (Legislative) | TAB-Routine Work Area 4 | TAB-RTE-WA4 | 4000000 | TAB-SLO-SQ-0091 | First Aid Kit InspectionQuarterly for
TABWA4-SQ | 5 | First Aid Kit Inspections -WA4 - Quarterly (Legislative) | TAB-Routine Work Area 4 | TAB-RTE-WA4 | 3000000 | TAB-SLO-SQ-9109 | First Aid Kit InspectionQuarterly for
TABWA4-SQ | 16 | Eye Wash station Inspection- Weekly (Legislative) | TAB-Routine Work Area 4 | TAB-RTE-WA4 | 2000000 | TAB-CW-SQ-0012 | Eye Wash station Inspection Weekly for
TABWA4-SQ | 16 | Eye Wash station Inspection- Weekly (Legislative) | TAB-Routine Work Area 4 | TAB-RTE-WA4 | 1000000 | TAB-CW-SQ-0011 | Eye Wash station Inspection Weekly for
TABWA4-SQ | 16 | Eye Wash station Inspection- Weekly (Legislative) | TAB-Routine Work Area 4 | TAB-RTE-WA4 | 3000000 | TAB-CW-SQ-0613 | Eye Wash station Inspection Weekly for
TABWA4-SQ | 16 | Eye Wash station Inspection- Weekly (Legislative) | TAB-Routine Work Area 4 | TAB-RTE-WA4 | 7000000 | TAB-ACC-SQ-8000 | Eye Wash station Inspection Weekly for
TABWA4-SQ | 16 | Eye Wash station Inspection- Weekly (Legislative) | TAB-Routine Work Area 4 | TAB-RTE-WA4 | 4000000 | TAB-CW-SQ-0630 | Eye Wash station Inspection Weekly for
TABWA4-SQ | 16 | Eye Wash station Inspection- Weekly (Legislative) | TAB-Routine Work Area 4 | TAB-RTE-WA4 | 5000000 | TAB-CW-SQ-0631 | Eye Wash station Inspection Weekly for
TABWA4-SQ | 16 | Eye Wash station Inspection- Weekly (Legislative) | TAB-Routine Work Area 4 | TAB-RTE-WA4 | 6000000 | TAB-SES-SQ-5400 | Eye Wash station Inspection Weekly for
TABWA4-SQ | 16 | Eye Wash station Inspection- Weekly (Legislative) | TAB-Routine Work Area 4 | TAB-RTE-WA4 | 8000000 | TAB-ACC-SQ-8001 | Eye Wash station Inspection Weekly for
TABWA4-SQ | 17 | 6 Months Review of LOTO Log Book by ASPOM | TAB-Routine Work Area 4 | TAB-RTE-WA4 | 4000000 | TAB-WA4-SQ-8404 | Review of LOTO Log Book by ASPOM 2 Months for
TABWA4-SQ | 17 | 6 Months Review of LOTO Log Book by ASPOM | TAB-Routine Work Area 4 | TAB-RTE-WA4 | 1000000 | TAB-WA4-SQ-8401 | Review of LOTO Log Book by ASPOM 2 Months for
TABWA4-SQ | 17 | 6 Months Review of LOTO Log Book by ASPOM | TAB-Routine Work Area 4 | TAB-RTE-WA4 | 2000000 | TAB-WA4-SQ-8402 | Review of LOTO Log Book by ASPOM 2 Months for
TABWA4-SQ | 17 | 6 Months Review of LOTO Log Book by ASPOM | TAB-Routine Work Area 4 | TAB-RTE-WA4 | 3000000 | TAB-WA4-SQ-8403SUS | Review of LOTO Log Book by ASPOM 2 Months for
TABWA4-SQ | 17 | 6 Months Review of LOTO Log Book by ASPOM | TAB-Routine Work Area 4 | TAB-RTE-WA4 | 5000000 | TAB-WA4-SQ-8405SUS | Review of LOTO Log Book by ASPOM 2 Months for
TABWA4-SQ | 17 | 6 Months Review of LOTO Log Book by ASPOM | TAB-Routine Work Area 4 | TAB-RTE-WA4 | 6000000 | TAB-WA4-SQ-8406SUS | Review of LOTO Log Book by ASPOM 2 Months for
TABWA4-SQ | 18 | Portable ladder inspection- Quarterly | TAB-Routine Work Area 4 | TAB-RTE-WA4 | 1000000 | TAB-WA4-LDR-0001 | Portable ladder inspection Quarterly 0001for
TABWA4-SQ | 18 | Portable ladder inspection- Quarterly | TAB-Routine Work Area 4 | TAB-RTE-WA4 | 2000000 | TAB-WA4-LDR-0002 | Portable ladder inspection Quarterly 0001for
TABWA4-SQ | 18 | Portable ladder inspection- Quarterly | TAB-Routine Work Area 4 | TAB-RTE-WA4 | 6000000 | TAB-WA4-LDR-0006 | Portable ladder inspection Quarterly 0001for
TABWA4-SQ | 18 | Portable ladder inspection- Quarterly | TAB-Routine Work Area 4 | TAB-RTE-WA4 | 3000000 | TAB-WA4-LDR-0003 | Portable ladder inspection Quarterly 0001for
TABWA4-SQ | 18 | Portable ladder inspection- Quarterly | TAB-Routine Work Area 4 | TAB-RTE-WA4 | 7000000 | TAB-WA4-LDR-0007 | Portable ladder inspection Quarterly 0001for
TABWA4-SQ | 18 | Portable ladder inspection- Quarterly | TAB-Routine Work Area 4 | TAB-RTE-WA4 | 4000000 | TAB-WA4-LDR-0004 | Portable ladder inspection Quarterly 0001for
TABWA4-SQ | 18 | Portable ladder inspection- Quarterly | TAB-Routine Work Area 4 | TAB-RTE-WA4 | 9000000 | TAB-WA4-LDR-0009 | Portable ladder inspection Quarterly 0001for
TABWA4-SQ | 18 | Portable ladder inspection- Quarterly | TAB-Routine Work Area 4 | TAB-RTE-WA4 | 5000000 | TAB-WA4-LDR-0005 | Portable ladder inspection Quarterly 0001for
TABWA4-SQ | 18 | Portable ladder inspection- Quarterly | TAB-Routine Work Area 4 | TAB-RTE-WA4 | 11000000 | TAB-WA4-LDR-0011 | Portable ladder inspection Quarterly 0001for
TABWA4-SQ | 18 | Portable ladder inspection- Quarterly | TAB-Routine Work Area 4 | TAB-RTE-WA4 | 8000000 | TAB-WA4-LDR-0008 | Portable ladder inspection Quarterly 0001for
TABWA4-SQ | 18 | Portable ladder inspection- Quarterly | TAB-Routine Work Area 4 | TAB-RTE-WA4 | 13000000 | TAB-WA4-LDR-0013 | Portable ladder inspection Quarterly 0001for
TABWA4-SQ | 18 | Portable ladder inspection- Quarterly | TAB-Routine Work Area 4 | TAB-RTE-WA4 | 10000000 | TAB-WA4-LDR-0010 | Portable ladder inspection Quarterly 0001for
TABWA4-SQ | 18 | Portable ladder inspection- Quarterly | TAB-Routine Work Area 4 | TAB-RTE-WA4 | 14000000 | TAB-WA4-LDR-0014 | Portable ladder inspection Quarterly 0001for
TABWA4-SQ | 18 | Portable ladder inspection- Quarterly | TAB-Routine Work Area 4 | TAB-RTE-WA4 | 12000000 | TAB-WA4-LDR-0012 | Portable ladder inspection Quarterly 0001for
TABWA4-SQ | 18 | Portable ladder inspection- Quarterly | TAB-Routine Work Area 4 | TAB-RTE-WA4 | 16000000 | TAB-WA4-LDR-0016 | Portable ladder inspection Quarterly 0001for
TABWA4-SQ | 18 | Portable ladder inspection- Quarterly | TAB-Routine Work Area 4 | TAB-RTE-WA4 | 15000000 | TAB-WA4-LDR-0015 | Portable ladder inspection Quarterly 0001for
TABWA4-SQ | 22 | Calibration and Recertification of the Portable Gas Detectors-MSA -6 Months | TAB-Routine Work Area 4 | TAB-RTE-WA4 | 1000000 | TAB-SLO-AM-3582 | Calibrate Gas monitor and Certify
TABWA4-SQ | 22 | Calibration and Recertification of the Portable Gas Detectors-MSA -6 Months | TAB-Routine Work Area 4 | TAB-RTE-WA4 | 2000000 | TAB-SLO-AM-4924 | Calibrate Gas monitor and Certify
TABWA4-SQ | 22 | Calibration and Recertification of the Portable Gas Detectors-MSA -6 Months | TAB-Routine Work Area 4 | TAB-RTE-WA4 | 3000000 | TAB-SLO-AM-7440 | Calibrate Gas monitor and Certify
TABWA4-SQ | 22 | Calibration and Recertification of the Portable Gas Detectors-MSA -6 Months | TAB-Routine Work Area 4 | TAB-RTE-WA4 | 4000000 | TAB-SLO-AM-7514 | Calibrate Gas monitor and Certify
TABWA4-SQ | 23 | Legislative Biosolids Millwright Fall Arrest System Inspection-Annual | WA4 Fall arrest systems | TAB-WA4-SQ-0010 | 1000000 | TAB-WA4-SQ-73E4 | Fall Arrest System Inspection Test and Certification Annual for
TABWA4-SQ | 23 | Legislative Biosolids Millwright Fall Arrest System Inspection-Annual | WA4 Fall arrest systems | TAB-WA4-SQ-0010 | 5000000 | TAB-WA4-SQ-489F | Fall Arrest System Inspection Test and Certification Annual for
TABWA4-SQ | 23 | Legislative Biosolids Millwright Fall Arrest System Inspection-Annual | WA4 Fall arrest systems | TAB-WA4-SQ-0010 | 2000000 | TAB-WA4-SQ-5061 | Fall Arrest System Inspection Test and Certification Annual for
TABWA4-SQ | 23 | Legislative Biosolids Millwright Fall Arrest System Inspection-Annual | WA4 Fall arrest systems | TAB-WA4-SQ-0010 | 10000000 | TAB-WA4-SQ-C979 | Fall Arrest System Inspection Test and Certification Annual for
TABWA4-SQ | 23 | Legislative Biosolids Millwright Fall Arrest System Inspection-Annual | WA4 Fall arrest systems | TAB-WA4-SQ-0010 | 3000000 | TAB-WA4-SQ-1227 | Fall Arrest System Inspection Test and Certification Annual for
TABWA4-SQ | 23 | Legislative Biosolids Millwright Fall Arrest System Inspection-Annual | WA4 Fall arrest systems | TAB-WA4-SQ-0010 | 14000000 | TAB-WA4-SQ-DE19 | Fall Arrest System Inspection Test and Certification Annual for
TABWA4-SQ | 23 | Legislative Biosolids Millwright Fall Arrest System Inspection-Annual | WA4 Fall arrest systems | TAB-WA4-SQ-0010 | 4000000 | TAB-WA4-SQ-1232 | Fall Arrest System Inspection Test and Certification Annual for
TABWA4-SQ | 23 | Legislative Biosolids Millwright Fall Arrest System Inspection-Annual | WA4 Fall arrest systems | TAB-WA4-SQ-0010 | 15000000 | TAB-WA4-SQ-6946 | Fall Arrest System Inspection Test and Certification Annual for
TABWA4-SQ | 23 | Legislative Biosolids Millwright Fall Arrest System Inspection-Annual | WA4 Fall arrest systems | TAB-WA4-SQ-0010 | 6000000 | TAB-WA4-SQ-207 | Fall Arrest System Inspection Test and Certification Annual for
TABWA4-SQ | 23 | Legislative Biosolids Millwright Fall Arrest System Inspection-Annual | WA4 Fall arrest systems | TAB-WA4-SQ-0010 | 17000000 | TAB-WA4-SQ-0167 | Fall Arrest System Inspection Test and Certification Annual for
TABWA4-SQ | 23 | Legislative Biosolids Millwright Fall Arrest System Inspection-Annual | WA4 Fall arrest systems | TAB-WA4-SQ-0010 | 7000000 | TAB-WA4-SQ-202 | Fall Arrest System Inspection Test and Certification Annual for
TABWA4-SQ | 23 | Legislative Biosolids Millwright Fall Arrest System Inspection-Annual | WA4 Fall arrest systems | TAB-WA4-SQ-0010 | 19000000 | TAB-WA4-SQ-64CD | Fall Arrest System Inspection Test and Certification Annual for
TABWA4-SQ | 23 | Legislative Biosolids Millwright Fall Arrest System Inspection-Annual | WA4 Fall arrest systems | TAB-WA4-SQ-0010 | 8000000 | TAB-WA4-SQ-3151 | Fall Arrest System Inspection Test and Certification Annual for
TABWA4-SQ | 23 | Legislative Biosolids Millwright Fall Arrest System Inspection-Annual | WA4 Fall arrest systems | TAB-WA4-SQ-0010 | 21000000 | TAB-WA4-SQ-5832 | Fall Arrest System Inspection Test and Certification Annual for
TABWA4-SQ | 23 | Legislative Biosolids Millwright Fall Arrest System Inspection-Annual | WA4 Fall arrest systems | TAB-WA4-SQ-0010 | 9000000 | TAB-WA4-SQ-9565 | Fall Arrest System Inspection Test and Certification Annual for
TABWA4-SQ | 23 | Legislative Biosolids Millwright Fall Arrest System Inspection-Annual | WA4 Fall arrest systems | TAB-WA4-SQ-0010 | 11000000 | TAB-WA4-SQ-C3E9 | Fall Arrest System Inspection Test and Certification Annual for
TABWA4-SQ | 23 | Legislative Biosolids Millwright Fall Arrest System Inspection-Annual | WA4 Fall arrest systems | TAB-WA4-SQ-0010 | 12000000 | TAB-WA4-SQ-D9E4 | Fall Arrest System Inspection Test and Certification Annual for
TABWA4-SQ | 23 | Legislative Biosolids Millwright Fall Arrest System Inspection-Annual | WA4 Fall arrest systems | TAB-WA4-SQ-0010 | 13000000 | TAB-WA4-SQ-EE06 | Fall Arrest System Inspection Test and Certification Annual for
TABWA4-SQ | 23 | Legislative Biosolids Millwright Fall Arrest System Inspection-Annual | WA4 Fall arrest systems | TAB-WA4-SQ-0010 | 16000000 | TAB-WA4-SQ-8774 | Fall Arrest System Inspection Test and Certification Annual for
TABWA4-SQ | 23 | Legislative Biosolids Millwright Fall Arrest System Inspection-Annual | WA4 Fall arrest systems | TAB-WA4-SQ-0010 | 18000000 | TAB-WA4-SQ-4467 | Fall Arrest System Inspection Test and Certification Annual for
TABWA4-SQ | 23 | Legislative Biosolids Millwright Fall Arrest System Inspection-Annual | WA4 Fall arrest systems | TAB-WA4-SQ-0010 | 20000000 | TAB-WA4-SQ-7153 | Fall Arrest System Inspection Test and Certification Annual for
TABWA5-GAS | 12 | Calibration and Recertification of relief valves - 5 yearly | TAB-Routine Work Area 5 | TAB-RTE-WA5 | 1000000 | TAB-DIG-V-4200H | Recertification of Relief valve
TABWA5-GAS | 12 | Calibration and Recertification of relief valves - 5 yearly | TAB-Routine Work Area 5 | TAB-RTE-WA5 | 4000000 | TAB-DIG-V-4220H | Recertification of Relief valve
TABWA5-GAS | 12 | Calibration and Recertification of relief valves - 5 yearly | TAB-Routine Work Area 5 | TAB-RTE-WA5 | 2000000 | TAB-DIG-V-4205H | Recertification of Relief valve
TABWA5-GAS | 12 | Calibration and Recertification of relief valves - 5 yearly | TAB-Routine Work Area 5 | TAB-RTE-WA5 | 3000000 | TAB-DIG-V-4210H | Recertification of Relief valve
TABWA5-GAS | 12 | Calibration and Recertification of relief valves - 5 yearly | TAB-Routine Work Area 5 | TAB-RTE-WA5 | 5000000 | TAB-DIG-V-4190H | Recertification of Relief valve
TABWA5-GAS | 12 | Calibration and Recertification of relief valves - 5 yearly | TAB-Routine Work Area 5 | TAB-RTE-WA5 | 6000000 | TAB-DIG-V-4195H | Recertification of Relief valve
TABWA5-GAS | 13 | Valve, Exercise and Lubricate in 5-8 Digester- Yearly | TAB-Routine Work Area 5 | TAB-RTE-WA5 | 1000000 | TAB-DIG-V-0552 | Lubricate and exercise digester gas isolation valve for
TABWA5-GAS | 13 | Valve, Exercise and Lubricate in 5-8 Digester- Yearly | TAB-Routine Work Area 5 | TAB-RTE-WA5 | 2000000 | TAB-DIG-V-0553 | Lubricate and exercise digester gas isolation valve for
TABWA5-GAS | 13 | Valve, Exercise and Lubricate in 5-8 Digester- Yearly | TAB-Routine Work Area 5 | TAB-RTE-WA5 | 3000000 | TAB-DIG-V-0554 | Lubricate and exercise digester gas isolation valve for
TABWA5-GAS | 13 | Valve, Exercise and Lubricate in 5-8 Digester- Yearly | TAB-Routine Work Area 5 | TAB-RTE-WA5 | 11000000 | TAB-DIG-V-0754 | Lubricate and exercise digester gas isolation valve for
TABWA5-GAS | 13 | Valve, Exercise and Lubricate in 5-8 Digester- Yearly | TAB-Routine Work Area 5 | TAB-RTE-WA5 | 4000000 | TAB-DIG-V-0560 | Lubricate and exercise digester gas isolation valve for
TABWA5-GAS | 13 | Valve, Exercise and Lubricate in 5-8 Digester- Yearly | TAB-Routine Work Area 5 | TAB-RTE-WA5 | 13000000 | TAB-DIG-V-0761 | Lubricate and exercise digester gas isolation valve for
TABWA5-GAS | 13 | Valve, Exercise and Lubricate in 5-8 Digester- Yearly | TAB-Routine Work Area 5 | TAB-RTE-WA5 | 5000000 | TAB-DIG-V-0561 | Lubricate and exercise digester gas isolation valve for
TABWA5-GAS | 13 | Valve, Exercise and Lubricate in 5-8 Digester- Yearly | TAB-Routine Work Area 5 | TAB-RTE-WA5 | 14000000 | TAB-DIG-V-0852 | Lubricate and exercise digester gas isolation valve for
TABWA5-GAS | 13 | Valve, Exercise and Lubricate in 5-8 Digester- Yearly | TAB-Routine Work Area 5 | TAB-RTE-WA5 | 6000000 | TAB-DIG-V-0652 | Lubricate and exercise digester gas isolation valve for
TABWA5-GAS | 13 | Valve, Exercise and Lubricate in 5-8 Digester- Yearly | TAB-Routine Work Area 5 | TAB-RTE-WA5 | 16000000 | TAB-DIG-V-0854 | Lubricate and exercise digester gas isolation valve for
TABWA5-GAS | 13 | Valve, Exercise and Lubricate in 5-8 Digester- Yearly | TAB-Routine Work Area 5 | TAB-RTE-WA5 | 7000000 | TAB-DIG-V-0653 | Lubricate and exercise digester gas isolation valve for
TABWA5-GAS | 13 | Valve, Exercise and Lubricate in 5-8 Digester- Yearly | TAB-Routine Work Area 5 | TAB-RTE-WA5 | 8000000 | TAB-DIG-V-0654 | Lubricate and exercise digester gas isolation valve for
TABWA5-GAS | 13 | Valve, Exercise and Lubricate in 5-8 Digester- Yearly | TAB-Routine Work Area 5 | TAB-RTE-WA5 | 9000000 | TAB-DIG-V-0752 | Lubricate and exercise digester gas isolation valve for
TABWA5-GAS | 13 | Valve, Exercise and Lubricate in 5-8 Digester- Yearly | TAB-Routine Work Area 5 | TAB-RTE-WA5 | 10000000 | TAB-DIG-V-0753 | Lubricate and exercise digester gas isolation valve for
TABWA5-GAS | 13 | Valve, Exercise and Lubricate in 5-8 Digester- Yearly | TAB-Routine Work Area 5 | TAB-RTE-WA5 | 12000000 | TAB-DIG-V-0760 | Lubricate and exercise digester gas isolation valve for
TABWA5-GAS | 13 | Valve, Exercise and Lubricate in 5-8 Digester- Yearly | TAB-Routine Work Area 5 | TAB-RTE-WA5 | 15000000 | TAB-DIG-V-0853 | Lubricate and exercise digester gas isolation valve for
TABWA5-GAS | 13 | Valve, Exercise and Lubricate in 5-8 Digester- Yearly | TAB-Routine Work Area 5 | TAB-RTE-WA5 | 17000000 | TAB-DIG-V-6906 | Lubricate and exercise digester gas isolation valve for
TABWA5-PM | 4 | Test and check the UPS for RPU- Quarterly | TAB-Routine Work Area 5 | TAB-RTE-WA5 | 1000000 | TAB-DIG-UPS-0901 | Test and check the UPS for RPU Quarterly for
TABWA5-PM | 4 | Test and check the UPS for RPU- Quarterly | TAB-Routine Work Area 5 | TAB-RTE-WA5 | 2000000 | TAB-DIG-UPS-0905 | Test and check the UPS for RPU Quarterly for
TABWA5-PM | 4 | Test and check the UPS for RPU- Quarterly | TAB-Routine Work Area 5 | TAB-RTE-WA5 | 6000000 | TAB-DIG-UPS-1005 | Test and check the UPS for RPU Quarterly for
TABWA5-PM | 4 | Test and check the UPS for RPU- Quarterly | TAB-Routine Work Area 5 | TAB-RTE-WA5 | 3000000 | TAB-DIG-UPS-0912 | Test and check the UPS for RPU Quarterly for
TABWA5-PM | 4 | Test and check the UPS for RPU- Quarterly | TAB-Routine Work Area 5 | TAB-RTE-WA5 | 9000000 | TAB-DIG-UPS-1008 | Test and check the UPS for RPU Quarterly for
TABWA5-PM | 4 | Test and check the UPS for RPU- Quarterly | TAB-Routine Work Area 5 | TAB-RTE-WA5 | 4000000 | TAB-DIG-UPS-1001 | Test and check the UPS for RPU Quarterly for
TABWA5-PM | 4 | Test and check the UPS for RPU- Quarterly | TAB-Routine Work Area 5 | TAB-RTE-WA5 | 10000000 | TAB-DIG-UPS-1009 | Test and check the UPS for RPU Quarterly for
TABWA5-PM | 4 | Test and check the UPS for RPU- Quarterly | TAB-Routine Work Area 5 | TAB-RTE-WA5 | 5000000 | TAB-DIG-UPS-1004 | Test and check the UPS for RPU Quarterly for
TABWA5-PM | 4 | Test and check the UPS for RPU- Quarterly | TAB-Routine Work Area 5 | TAB-RTE-WA5 | 16000000 | TAB-THK-UPS-0603 | Test and check the UPS for RPU Quarterly for
TABWA5-PM | 4 | Test and check the UPS for RPU- Quarterly | TAB-Routine Work Area 5 | TAB-RTE-WA5 | 7000000 | TAB-DIG-UPS-1006 | Test and check the UPS for RPU Quarterly for
TABWA5-PM | 4 | Test and check the UPS for RPU- Quarterly | TAB-Routine Work Area 5 | TAB-RTE-WA5 | 17000000 | TAB-THK-UPS-0604 | Test and check the UPS for RPU Quarterly for
TABWA5-PM | 4 | Test and check the UPS for RPU- Quarterly | TAB-Routine Work Area 5 | TAB-RTE-WA5 | 8000000 | TAB-DIG-UPS-1007 | Test and check the UPS for RPU Quarterly for
TABWA5-PM | 4 | Test and check the UPS for RPU- Quarterly | TAB-Routine Work Area 5 | TAB-RTE-WA5 | 18000000 | TAB-THK-UPS-0605 | Test and check the UPS for RPU Quarterly for
TABWA5-PM | 4 | Test and check the UPS for RPU- Quarterly | TAB-Routine Work Area 5 | TAB-RTE-WA5 | 11000000 | TAB-DIG-UPS-1011 | Test and check the UPS for RPU Quarterly for
TABWA5-PM | 4 | Test and check the UPS for RPU- Quarterly | TAB-Routine Work Area 5 | TAB-RTE-WA5 | 19000000 | TAB-THK-UPS-0606 | Test and check the UPS for RPU Quarterly for
TABWA5-PM | 4 | Test and check the UPS for RPU- Quarterly | TAB-Routine Work Area 5 | TAB-RTE-WA5 | 12000000 | TAB-DIG-UPS-1035 | Test and check the UPS for RPU Quarterly for
TABWA5-PM | 4 | Test and check the UPS for RPU- Quarterly | TAB-Routine Work Area 5 | TAB-RTE-WA5 | 22000000 | TAB-DIG-UPS-0909 | Test and check the UPS for RPU Quarterly for
TABWA5-PM | 4 | Test and check the UPS for RPU- Quarterly | TAB-Routine Work Area 5 | TAB-RTE-WA5 | 13000000 | TAB-DIG-UPS-1036 | Test and check the UPS for RPU Quarterly for
TABWA5-PM | 4 | Test and check the UPS for RPU- Quarterly | TAB-Routine Work Area 5 | TAB-RTE-WA5 | 23000000 | TAB-DIG-UPS-0909A | Test and check the UPS for RPU Quarterly for
TABWA5-PM | 4 | Test and check the UPS for RPU- Quarterly | TAB-Routine Work Area 5 | TAB-RTE-WA5 | 14000000 | TAB-THK-UPS-0601 | Test and check the UPS for RPU Quarterly for
TABWA5-PM | 4 | Test and check the UPS for RPU- Quarterly | TAB-Routine Work Area 5 | TAB-RTE-WA5 | 24000000 | TAB-DIG-UPS-0909B | Test and check the UPS for RPU Quarterly for
TABWA5-PM | 4 | Test and check the UPS for RPU- Quarterly | TAB-Routine Work Area 5 | TAB-RTE-WA5 | 15000000 | TAB-THK-UPS-0602 | Test and check the UPS for RPU Quarterly for
TABWA5-PM | 4 | Test and check the UPS for RPU- Quarterly | TAB-Routine Work Area 5 | TAB-RTE-WA5 | 20000000 | TAB-THK-UPS-0607 | Test and check the UPS for RPU Quarterly for
TABWA5-PM | 4 | Test and check the UPS for RPU- Quarterly | TAB-Routine Work Area 5 | TAB-RTE-WA5 | 21000000 | TAB-THK-UPS-0610 | Test and check the UPS for RPU Quarterly for
TABWA5-SQ | 11 | Eye Wash station Inspection- Weekly (Legislative) | TAB-Routine Work Area 5 | TAB-RTE-WA5 | 5000000 | TAB-DIG-SQ-0013 | Eye Wash station Inspection Weekly for
TABWA5-SQ | 11 | Eye Wash station Inspection- Weekly (Legislative) | TAB-Routine Work Area 5 | TAB-RTE-WA5 | 4000000 | TAB-DIG-SQ-0012 | Eye Wash station Inspection Weekly for
TABWA5-SQ | 11 | Eye Wash station Inspection- Weekly (Legislative) | TAB-Routine Work Area 5 | TAB-RTE-WA5 | 7000000 | TAB-DIG-SQ-0015 | Eye Wash station Inspection Weekly for
TABWA5-SQ | 11 | Eye Wash station Inspection- Weekly (Legislative) | TAB-Routine Work Area 5 | TAB-RTE-WA5 | 6000000 | TAB-DIG-SQ-0014 | Eye Wash station Inspection Weekly for
TABWA5-SQ | 11 | Eye Wash station Inspection- Weekly (Legislative) | TAB-Routine Work Area 5 | TAB-RTE-WA5 | 8000000 | TAB-DIG-SQ-0016 | Eye Wash station Inspection Weekly for
TABWA5-SQ | 11 | Eye Wash station Inspection- Weekly (Legislative) | TAB-Routine Work Area 5 | TAB-RTE-WA5 | 10000000 | TAB-DIG-SQ-0018 | Eye Wash station Inspection Weekly for
TABWA5-SQ | 11 | Eye Wash station Inspection- Weekly (Legislative) | TAB-Routine Work Area 5 | TAB-RTE-WA5 | 9000000 | TAB-DIG-SQ-0017 | Eye Wash station Inspection Weekly for
TABWA5-SQ | 11 | Eye Wash station Inspection- Weekly (Legislative) | TAB-Routine Work Area 5 | TAB-RTE-WA5 | 11000000 | TAB-DIG-SQ-0019 | Eye Wash station Inspection Weekly for
TABWA5-SQ | 11 | Eye Wash station Inspection- Weekly (Legislative) | TAB-Routine Work Area 5 | TAB-RTE-WA5 | 12000000 | TAB-DIG-SQ-0500 | Eye Wash station Inspection Weekly for
TABWA5-SQ | 11 | Eye Wash station Inspection- Weekly (Legislative) | TAB-Routine Work Area 5 | TAB-RTE-WA5 | 14000000 | TAB-DIG-SQ-9701 | Eye Wash station Inspection Weekly for
TABWA5-SQ | 11 | Eye Wash station Inspection- Weekly (Legislative) | TAB-Routine Work Area 5 | TAB-RTE-WA5 | 13000000 | TAB-DIG-SQ-0501 | Eye Wash station Inspection Weekly for
TABWA5-SQ | 11 | Eye Wash station Inspection- Weekly (Legislative) | TAB-Routine Work Area 5 | TAB-RTE-WA5 | 15000000 | TAB-DIG-SQ-9702 | Eye Wash station Inspection Weekly for
TABWA5-SQ | 13 | First Aid Kit Inspections -Quarterly (Legislative) | TAB-Routine Work Area 5 | TAB-RTE-WA5 | 1000000 | TAB-DIG-SQ-0091 | First Aid Kit InspectionQuarterly for
TABWA5-SQ | 13 | First Aid Kit Inspections -Quarterly (Legislative) | TAB-Routine Work Area 5 | TAB-RTE-WA5 | 2000000 | TAB-DIG-SQ-9115 | First Aid Kit InspectionQuarterly for
TABWA5-SQ | 14 | 6 Months Review of LOTO Log Book by ASPOM | TAB-Routine Work Area 5 | TAB-RTE-WA5 | 1000000 | TAB-WA5-SQ-8501 | Review of LOTO Log Book by ASPOM 2 Months for
TABWA5-SQ | 14 | 6 Months Review of LOTO Log Book by ASPOM | TAB-Routine Work Area 5 | TAB-RTE-WA5 | 2000000 | TAB-WA5-SQ-8502 | Review of LOTO Log Book by ASPOM 2 Months for
TABWA5-SQ | 14 | 6 Months Review of LOTO Log Book by ASPOM | TAB-Routine Work Area 5 | TAB-RTE-WA5 | 4000000 | TAB-WA5-SQ-8504 | Review of LOTO Log Book by ASPOM 2 Months for
TABWA5-SQ | 14 | 6 Months Review of LOTO Log Book by ASPOM | TAB-Routine Work Area 5 | TAB-RTE-WA5 | 3000000 | TAB-WA5-SQ-8503 | Review of LOTO Log Book by ASPOM 2 Months for
TABWA5-SQ | 14 | 6 Months Review of LOTO Log Book by ASPOM | TAB-Routine Work Area 5 | TAB-RTE-WA5 | 5000000 | TAB-WA5-SQ-8505 | Review of LOTO Log Book by ASPOM 2 Months for
TABWA5-SQ | 14 | 6 Months Review of LOTO Log Book by ASPOM | TAB-Routine Work Area 5 | TAB-RTE-WA5 | 6000000 | TAB-WA5-SQ-8506 | Review of LOTO Log Book by ASPOM 2 Months for
TABWA5-SQ | 16 | Portable ladder inspection- Quarterly | TAB-Routine Work Area 5 | TAB-RTE-WA5 | 4000000 | TAB-WA5-LDR-4608 | Portable ladder inspection Quarterly for
TABWA5-SQ | 16 | Portable ladder inspection- Quarterly | TAB-Routine Work Area 5 | TAB-RTE-WA5 | 1000000 | TAB-WA5-LDR-0210 | Portable ladder inspection Quarterly for
TABWA5-SQ | 16 | Portable ladder inspection- Quarterly | TAB-Routine Work Area 5 | TAB-RTE-WA5 | 5000000 | TAB-WA5-LDR-6258 | Portable ladder inspection Quarterly for
TABWA5-SQ | 16 | Portable ladder inspection- Quarterly | TAB-Routine Work Area 5 | TAB-RTE-WA5 | 2000000 | TAB-WA5-LDR-4412 | Portable ladder inspection Quarterly for
TABWA5-SQ | 16 | Portable ladder inspection- Quarterly | TAB-Routine Work Area 5 | TAB-RTE-WA5 | 9000000 | TAB-WA5-LDR-6812 | Portable ladder inspection Quarterly for
TABWA5-SQ | 16 | Portable ladder inspection- Quarterly | TAB-Routine Work Area 5 | TAB-RTE-WA5 | 3000000 | TAB-WA5-LDR-6208 | Portable ladder inspection Quarterly for
TABWA5-SQ | 16 | Portable ladder inspection- Quarterly | TAB-Routine Work Area 5 | TAB-RTE-WA5 | 10000000 | TAB-WA5-LDR-8340 | Portable ladder inspection Quarterly for
TABWA5-SQ | 16 | Portable ladder inspection- Quarterly | TAB-Routine Work Area 5 | TAB-RTE-WA5 | 6000000 | TAB-WA5-LDR-6406 | Portable ladder inspection Quarterly for
TABWA5-SQ | 16 | Portable ladder inspection- Quarterly | TAB-Routine Work Area 5 | TAB-RTE-WA5 | 7000000 | TAB-WA5-LDR-6410 | Portable ladder inspection Quarterly for
TABWA5-SQ | 16 | Portable ladder inspection- Quarterly | TAB-Routine Work Area 5 | TAB-RTE-WA5 | 8000000 | TAB-WA5-LDR-6606 | Portable ladder inspection Quarterly for
TABWA5-SQ | 20 | Calibration and Recertification of the Portable Gas Detectors-MSA -6 Months | TAB-Routine Work Area 5 | TAB-RTE-WA5 | 4000000 | TAB-DIG-AM-0136 | Calibration and Recertification of the Portable Gas DetectorsMSA 6 Months
TABWA5-SQ | 20 | Calibration and Recertification of the Portable Gas Detectors-MSA -6 Months | TAB-Routine Work Area 5 | TAB-RTE-WA5 | 1000000 | TAB-DIG-AM-7871 | Calibration and Recertification of the Portable Gas DetectorsMSA 6 Months
TABWA5-SQ | 20 | Calibration and Recertification of the Portable Gas Detectors-MSA -6 Months | TAB-Routine Work Area 5 | TAB-RTE-WA5 | 5000000 | TAB-DIG-AM-0361 | Calibration and Recertification of the Portable Gas DetectorsMSA 6 Months
TABWA5-SQ | 20 | Calibration and Recertification of the Portable Gas Detectors-MSA -6 Months | TAB-Routine Work Area 5 | TAB-RTE-WA5 | 2000000 | TAB-DIG-AM-0133 | Calibration and Recertification of the Portable Gas DetectorsMSA 6 Months
TABWA5-SQ | 20 | Calibration and Recertification of the Portable Gas Detectors-MSA -6 Months | TAB-Routine Work Area 5 | TAB-RTE-WA5 | 9000000 | TAB-DIG-AM-6769 | Calibration and Recertification of the Portable Gas DetectorsMSA 6 Months
TABWA5-SQ | 20 | Calibration and Recertification of the Portable Gas Detectors-MSA -6 Months | TAB-Routine Work Area 5 | TAB-RTE-WA5 | 3000000 | TAB-DIG-AM-0135 | Calibration and Recertification of the Portable Gas DetectorsMSA 6 Months
TABWA5-SQ | 20 | Calibration and Recertification of the Portable Gas Detectors-MSA -6 Months | TAB-Routine Work Area 5 | TAB-RTE-WA5 | 10000000 | TAB-DIG-AM-6784 | Calibration and Recertification of the Portable Gas DetectorsMSA 6 Months
TABWA5-SQ | 20 | Calibration and Recertification of the Portable Gas Detectors-MSA -6 Months | TAB-Routine Work Area 5 | TAB-RTE-WA5 | 6000000 | TAB-DIG-AM-6132 | Calibration and Recertification of the Portable Gas DetectorsMSA 6 Months
TABWA5-SQ | 20 | Calibration and Recertification of the Portable Gas Detectors-MSA -6 Months | TAB-Routine Work Area 5 | TAB-RTE-WA5 | 11000000 | TAB-DIG-AM-7567 | Calibration and Recertification of the Portable Gas DetectorsMSA 6 Months
TABWA5-SQ | 20 | Calibration and Recertification of the Portable Gas Detectors-MSA -6 Months | TAB-Routine Work Area 5 | TAB-RTE-WA5 | 7000000 | TAB-DIG-AM-0301 | Calibration and Recertification of the Portable Gas DetectorsMSA 6 Months
TABWA5-SQ | 20 | Calibration and Recertification of the Portable Gas Detectors-MSA -6 Months | TAB-Routine Work Area 5 | TAB-RTE-WA5 | 12000000 | TAB-DIG-AM-8975 | Calibration and Recertification of the Portable Gas DetectorsMSA 6 Months
TABWA5-SQ | 20 | Calibration and Recertification of the Portable Gas Detectors-MSA -6 Months | TAB-Routine Work Area 5 | TAB-RTE-WA5 | 8000000 | TAB-DIG-AM-6740 | Calibration and Recertification of the Portable Gas DetectorsMSA 6 Months
TABWA5-SQ | 21 | Eye Wash station Inspection- Annually (Legislative) | TAB-Routine Work Area 5 | TAB-RTE-WA5 | 4000000 | TAB-DIG-SQ-0012 | Eye Wash station Inspection Annually for
TABWA5-SQ | 21 | Eye Wash station Inspection- Annually (Legislative) | TAB-Routine Work Area 5 | TAB-RTE-WA5 | 5000000 | TAB-DIG-SQ-0013 | Eye Wash station Inspection Annually for
TABWA5-SQ | 21 | Eye Wash station Inspection- Annually (Legislative) | TAB-Routine Work Area 5 | TAB-RTE-WA5 | 6000000 | TAB-DIG-SQ-0014 | Eye Wash station Inspection Annually for
TABWA5-SQ | 21 | Eye Wash station Inspection- Annually (Legislative) | TAB-Routine Work Area 5 | TAB-RTE-WA5 | 7000000 | TAB-DIG-SQ-0015 | Eye Wash station Inspection Annually for
TABWA5-SQ | 21 | Eye Wash station Inspection- Annually (Legislative) | TAB-Routine Work Area 5 | TAB-RTE-WA5 | 9000000 | TAB-DIG-SQ-0017 | Eye Wash station Inspection Annually for
TABWA5-SQ | 21 | Eye Wash station Inspection- Annually (Legislative) | TAB-Routine Work Area 5 | TAB-RTE-WA5 | 8000000 | TAB-DIG-SQ-0016 | Eye Wash station Inspection Annually for
TABWA5-SQ | 21 | Eye Wash station Inspection- Annually (Legislative) | TAB-Routine Work Area 5 | TAB-RTE-WA5 | 10000000 | TAB-DIG-SQ-0018 | Eye Wash station Inspection Annually for
TABWA5-SQ | 21 | Eye Wash station Inspection- Annually (Legislative) | TAB-Routine Work Area 5 | TAB-RTE-WA5 | 12000000 | TAB-DIG-SQ-0500 | Eye Wash station Inspection Annually for
TABWA5-SQ | 21 | Eye Wash station Inspection- Annually (Legislative) | TAB-Routine Work Area 5 | TAB-RTE-WA5 | 11000000 | TAB-DIG-SQ-0019 | Eye Wash station Inspection Annually for
TABWA5-SQ | 21 | Eye Wash station Inspection- Annually (Legislative) | TAB-Routine Work Area 5 | TAB-RTE-WA5 | 13000000 | TAB-DIG-SQ-0501 | Eye Wash station Inspection Annually for
TABWA5-SQ | 21 | Eye Wash station Inspection- Annually (Legislative) | TAB-Routine Work Area 5 | TAB-RTE-WA5 | 15000000 | TAB-DIG-SQ-9702 | Eye Wash station Inspection Annually for
TABWA5-SQ | 21 | Eye Wash station Inspection- Annually (Legislative) | TAB-Routine Work Area 5 | TAB-RTE-WA5 | 14000000 | TAB-DIG-SQ-9701 | Eye Wash station Inspection Annually for
TABWA6-GAS | 1 | WA6 Gas Technician Monday routine | TAB-Routine Work Area 6 | TAB-RTE-WA6 | 1000000 | TAB-DIG-C-6140 | Routine Gas compressor and Bldg Inspection for
TABWA6-GAS | 1 | WA6 Gas Technician Monday routine | TAB-Routine Work Area 6 | TAB-RTE-WA6 | 2000000 | TAB-DIG-C-9713 | Routine Gas compressor and Bldg Inspection for
TABWA6-GAS | 1 | WA6 Gas Technician Monday routine | TAB-Routine Work Area 6 | TAB-RTE-WA6 | 3000000 | TAB-DIG-C-9714 | Routine Gas compressor and Bldg Inspection for
TABWA6-GAS | 2 | WA6 Gas Technician Friday routine | TAB-Routine Work Area 6 | TAB-RTE-WA6 | 4000000 | TAB-DIG-C-6140 | Routine Gas compressor and Bldg Inspection for
TABWA6-GAS | 2 | WA6 Gas Technician Friday routine | TAB-Routine Work Area 6 | TAB-RTE-WA6 | 5000000 | TAB-DIG-C-9713 | Routine Gas compressor and Bldg Inspection for
TABWA6-GAS | 2 | WA6 Gas Technician Friday routine | TAB-Routine Work Area 6 | TAB-RTE-WA6 | 6000000 | TAB-DIG-C-9714 | Routine Gas compressor and Bldg Inspection for
TABWA6-GAS | 3 | Outside Natural Gas Main Valves -PM- 6 Monthly - Gas Technicians( Legislative) | TAB-Routine Work Area 8 | TAB-RTE-WA8 | 1000000 | TAB-NGS-V-0017 | Exercise and Lubricate Natural Gas Valves for
TABWA6-GAS | 3 | Outside Natural Gas Main Valves -PM- 6 Monthly - Gas Technicians( Legislative) | TAB-Routine Work Area 8 | TAB-RTE-WA8 | 2000000 | TAB-NGS-V-0018 | Exercise and Lubricate Natural Gas Valves for
TABWA6-GAS | 3 | Outside Natural Gas Main Valves -PM- 6 Monthly - Gas Technicians( Legislative) | TAB-Routine Work Area 8 | TAB-RTE-WA8 | 3000000 | TAB-NGS-V-0019 | Exercise and Lubricate Natural Gas Valves for
TABWA6-GAS | 3 | Outside Natural Gas Main Valves -PM- 6 Monthly - Gas Technicians( Legislative) | TAB-Routine Work Area 8 | TAB-RTE-WA8 | 4000000 | TAB-NGS-V-0033 | Exercise and Lubricate Natural Gas Valves for
TABWA6-GAS | 4 | Out Door Digester Gas Valves- PM- Annual- Gas Technicians (Route 1) | TAB-Routine Work Area 8 | TAB-RTE-WA8 | 1000000 | TAB-DIG-V-9001A | Exercise and Lubricate Digester Gas Valves for
TABWA6-GAS | 4 | Out Door Digester Gas Valves- PM- Annual- Gas Technicians (Route 1) | TAB-Routine Work Area 8 | TAB-RTE-WA8 | 2000000 | TAB-DIG-V-9019 | Exercise and Lubricate Digester Gas Valves for
TABWA6-GAS | 4 | Out Door Digester Gas Valves- PM- Annual- Gas Technicians (Route 1) | TAB-Routine Work Area 8 | TAB-RTE-WA8 | 5000000 | TAB-DIG-V-9002 | Exercise and Lubricate Digester Gas Valves for
TABWA6-GAS | 4 | Out Door Digester Gas Valves- PM- Annual- Gas Technicians (Route 1) | TAB-Routine Work Area 8 | TAB-RTE-WA8 | 3000000 | TAB-DIG-V-9020 | Exercise and Lubricate Digester Gas Valves for
TABWA6-GAS | 4 | Out Door Digester Gas Valves- PM- Annual- Gas Technicians (Route 1) | TAB-Routine Work Area 8 | TAB-RTE-WA8 | 7000000 | TAB-DIG-V-9004 | Exercise and Lubricate Digester Gas Valves for
TABWA6-GAS | 4 | Out Door Digester Gas Valves- PM- Annual- Gas Technicians (Route 1) | TAB-Routine Work Area 8 | TAB-RTE-WA8 | 4000000 | TAB-DIG-V-9001 | Exercise and Lubricate Digester Gas Valves for
TABWA6-GAS | 4 | Out Door Digester Gas Valves- PM- Annual- Gas Technicians (Route 1) | TAB-Routine Work Area 8 | TAB-RTE-WA8 | 8000000 | TAB-DIG-V-9005 | Exercise and Lubricate Digester Gas Valves for
TABWA6-GAS | 4 | Out Door Digester Gas Valves- PM- Annual- Gas Technicians (Route 1) | TAB-Routine Work Area 8 | TAB-RTE-WA8 | 6000000 | TAB-DIG-V-9003 | Exercise and Lubricate Digester Gas Valves for
TABWA6-GAS | 4 | Out Door Digester Gas Valves- PM- Annual- Gas Technicians (Route 1) | TAB-Routine Work Area 8 | TAB-RTE-WA8 | 9000000 | TAB-DIG-V-9006 | Exercise and Lubricate Digester Gas Valves for
TABWA6-GAS | 5 | Inside Natural Gas Valves -PM- 6 Monthly- Gas Technicians | TAB-Routine Work Area 8 | TAB-RTE-WA8 | 2000000 | TAB-NGS-V-0022 | Exercise and Lubricate Natural Gas Valves for
TABWA6-GAS | 5 | Inside Natural Gas Valves -PM- 6 Monthly- Gas Technicians | TAB-Routine Work Area 8 | TAB-RTE-WA8 | 1000000 | TAB-NGS-V-0021 | Exercise and Lubricate Natural Gas Valves for
TABWA6-GAS | 5 | Inside Natural Gas Valves -PM- 6 Monthly- Gas Technicians | TAB-Routine Work Area 8 | TAB-RTE-WA8 | 3000000 | TAB-NGS-V-0023 | Exercise and Lubricate Natural Gas Valves for
TABWA6-GAS | 5 | Inside Natural Gas Valves -PM- 6 Monthly- Gas Technicians | TAB-Routine Work Area 8 | TAB-RTE-WA8 | 5000000 | TAB-NGS-V-0025 | Exercise and Lubricate Natural Gas Valves for
TABWA6-GAS | 5 | Inside Natural Gas Valves -PM- 6 Monthly- Gas Technicians | TAB-Routine Work Area 8 | TAB-RTE-WA8 | 4000000 | TAB-NGS-V-0024 | Exercise and Lubricate Natural Gas Valves for
TABWA6-GAS | 5 | Inside Natural Gas Valves -PM- 6 Monthly- Gas Technicians | TAB-Routine Work Area 8 | TAB-RTE-WA8 | 6000000 | TAB-NGS-V-0027 | Exercise and Lubricate Natural Gas Valves for
TABWA6-GAS | 5 | Inside Natural Gas Valves -PM- 6 Monthly- Gas Technicians | TAB-Routine Work Area 8 | TAB-RTE-WA8 | 9000000 | TAB-NGS-V-0031 | Exercise and Lubricate Natural Gas Valves for
TABWA6-GAS | 5 | Inside Natural Gas Valves -PM- 6 Monthly- Gas Technicians | TAB-Routine Work Area 8 | TAB-RTE-WA8 | 7000000 | TAB-NGS-V-0028 | Exercise and Lubricate Natural Gas Valves for
TABWA6-GAS | 5 | Inside Natural Gas Valves -PM- 6 Monthly- Gas Technicians | TAB-Routine Work Area 8 | TAB-RTE-WA8 | 10000000 | TAB-NGS-V-0031 | Exercise and Lubricate Natural Gas Valves for
TABWA6-GAS | 5 | Inside Natural Gas Valves -PM- 6 Monthly- Gas Technicians | TAB-Routine Work Area 8 | TAB-RTE-WA8 | 8000000 | TAB-NGS-V-0029 | Exercise and Lubricate Natural Gas Valves for
TABWA6-GAS | 5 | Inside Natural Gas Valves -PM- 6 Monthly- Gas Technicians | TAB-Routine Work Area 8 | TAB-RTE-WA8 | 11000000 | TAB-NGS-V-0032 | Exercise and Lubricate Natural Gas Valves for
TABWA6-GAS | 5 | Inside Natural Gas Valves -PM- 6 Monthly- Gas Technicians | TAB-Routine Work Area 8 | TAB-RTE-WA8 | 12000000 | TAB-NGS-V-0034 | Exercise and Lubricate Natural Gas Valves for
TABWA6-GAS | 5 | Inside Natural Gas Valves -PM- 6 Monthly- Gas Technicians | TAB-Routine Work Area 8 | TAB-RTE-WA8 | 13000000 | TAB-NGS-V-0035 | Exercise and Lubricate Natural Gas Valves for
TABWA6-GAS | 5 | Inside Natural Gas Valves -PM- 6 Monthly- Gas Technicians | TAB-Routine Work Area 8 | TAB-RTE-WA8 | 15000000 | TAB-NGS-V-0037 | Exercise and Lubricate Natural Gas Valves for
TABWA6-GAS | 5 | Inside Natural Gas Valves -PM- 6 Monthly- Gas Technicians | TAB-Routine Work Area 8 | TAB-RTE-WA8 | 14000000 | TAB-NGS-V-0036 | Exercise and Lubricate Natural Gas Valves for
TABWA6-GAS | 5 | Inside Natural Gas Valves -PM- 6 Monthly- Gas Technicians | TAB-Routine Work Area 8 | TAB-RTE-WA8 | 17000000 | TAB-NGS-V-0039 | Exercise and Lubricate Natural Gas Valves for
TABWA6-GAS | 5 | Inside Natural Gas Valves -PM- 6 Monthly- Gas Technicians | TAB-Routine Work Area 8 | TAB-RTE-WA8 | 16000000 | TAB-NGS-V-0038 | Exercise and Lubricate Natural Gas Valves for
TABWA6-GAS | 5 | Inside Natural Gas Valves -PM- 6 Monthly- Gas Technicians | TAB-Routine Work Area 8 | TAB-RTE-WA8 | 22000000 | TAB-NGS-V-0044 | Exercise and Lubricate Natural Gas Valves for
TABWA6-GAS | 5 | Inside Natural Gas Valves -PM- 6 Monthly- Gas Technicians | TAB-Routine Work Area 8 | TAB-RTE-WA8 | 18000000 | TAB-NGS-V-0040 | Exercise and Lubricate Natural Gas Valves for
TABWA6-GAS | 5 | Inside Natural Gas Valves -PM- 6 Monthly- Gas Technicians | TAB-Routine Work Area 8 | TAB-RTE-WA8 | 23000000 | TAB-NGS-V-0045 | Exercise and Lubricate Natural Gas Valves for
TABWA6-GAS | 5 | Inside Natural Gas Valves -PM- 6 Monthly- Gas Technicians | TAB-Routine Work Area 8 | TAB-RTE-WA8 | 19000000 | TAB-NGS-V-0041 | Exercise and Lubricate Natural Gas Valves for
TABWA6-GAS | 5 | Inside Natural Gas Valves -PM- 6 Monthly- Gas Technicians | TAB-Routine Work Area 8 | TAB-RTE-WA8 | 25000000 | TAB-NGS-V-0047 | Exercise and Lubricate Natural Gas Valves for
TABWA6-GAS | 5 | Inside Natural Gas Valves -PM- 6 Monthly- Gas Technicians | TAB-Routine Work Area 8 | TAB-RTE-WA8 | 20000000 | TAB-NGS-V-0042 | Exercise and Lubricate Natural Gas Valves for
TABWA6-GAS | 5 | Inside Natural Gas Valves -PM- 6 Monthly- Gas Technicians | TAB-Routine Work Area 8 | TAB-RTE-WA8 | 29000000 | TAB-NGS-V-0066 | Exercise and Lubricate Natural Gas Valves for
TABWA6-GAS | 5 | Inside Natural Gas Valves -PM- 6 Monthly- Gas Technicians | TAB-Routine Work Area 8 | TAB-RTE-WA8 | 21000000 | TAB-NGS-V-0043 | Exercise and Lubricate Natural Gas Valves for
TABWA6-GAS | 5 | Inside Natural Gas Valves -PM- 6 Monthly- Gas Technicians | TAB-Routine Work Area 8 | TAB-RTE-WA8 | 24000000 | TAB-NGS-V-0046 | Exercise and Lubricate Natural Gas Valves for
TABWA6-GAS | 5 | Inside Natural Gas Valves -PM- 6 Monthly- Gas Technicians | TAB-Routine Work Area 8 | TAB-RTE-WA8 | 26000000 | TAB-NGS-V-0048 | Exercise and Lubricate Natural Gas Valves for
TABWA6-GAS | 5 | Inside Natural Gas Valves -PM- 6 Monthly- Gas Technicians | TAB-Routine Work Area 8 | TAB-RTE-WA8 | 27000000 | TAB-NGS-V-0049 | Exercise and Lubricate Natural Gas Valves for
TABWA6-GAS | 5 | Inside Natural Gas Valves -PM- 6 Monthly- Gas Technicians | TAB-Routine Work Area 8 | TAB-RTE-WA8 | 28000000 | TAB-NGS-V-0050 | Exercise and Lubricate Natural Gas Valves for
TABWA6-GAS | 5 | Inside Natural Gas Valves -PM- 6 Monthly- Gas Technicians | TAB-Routine Work Area 8 | TAB-RTE-WA8 | 30000000 | TAB-NGS-V-0011 | Exercise and Lubricate Natural Gas Valves for
TABWA6-GAS | 6 | Natural Gas Flow Transmitter Maintenance- Gas Technicians - ( Legislative)Quarterly | TAB-Routine Work Area 8 | TAB-RTE-WA8 | 1000000 | TAB-NGS-FIT-0001 | Natural Gas Flow Transmitter Maintenance Gas Technicians for
TABWA6-GAS | 6 | Natural Gas Flow Transmitter Maintenance- Gas Technicians - ( Legislative)Quarterly | TAB-Routine Work Area 8 | TAB-RTE-WA8 | 2000000 | TAB-NGS-FIT-0002 | Natural Gas Flow Transmitter Maintenance Gas Technicians for
TABWA6-GAS | 6 | Natural Gas Flow Transmitter Maintenance- Gas Technicians - ( Legislative)Quarterly | TAB-Routine Work Area 8 | TAB-RTE-WA8 | 3000000 | TAB-NGS-FIT-0003 | Natural Gas Flow Transmitter Maintenance Gas Technicians for
TABWA6-GAS | 7 | Out Door Digester Gas Valves- PM- Annual- Gas Technicians (Route 2) | TAB-Routine Work Area 6 | TAB-RTE-WA6 | 2000000 | TAB-DIG-V-9016 | Exercise and Lubricate Digester Gas Valves for
TABWA6-GAS | 7 | Out Door Digester Gas Valves- PM- Annual- Gas Technicians (Route 2) | TAB-Routine Work Area 6 | TAB-RTE-WA6 | 1000000 | TAB-DIG-V-9013 | Exercise and Lubricate Digester Gas Valves for
TABWA6-GAS | 7 | Out Door Digester Gas Valves- PM- Annual- Gas Technicians (Route 2) | TAB-Routine Work Area 6 | TAB-RTE-WA6 | 5000000 | TAB-DIG-V-9011 | Exercise and Lubricate Digester Gas Valves for
TABWA6-GAS | 7 | Out Door Digester Gas Valves- PM- Annual- Gas Technicians (Route 2) | TAB-Routine Work Area 6 | TAB-RTE-WA6 | 3000000 | TAB-DIG-V-9012 | Exercise and Lubricate Digester Gas Valves for
TABWA6-GAS | 7 | Out Door Digester Gas Valves- PM- Annual- Gas Technicians (Route 2) | TAB-Routine Work Area 6 | TAB-RTE-WA6 | 7000000 | TAB-DIG-V-9010 | Exercise and Lubricate Digester Gas Valves for
TABWA6-GAS | 7 | Out Door Digester Gas Valves- PM- Annual- Gas Technicians (Route 2) | TAB-Routine Work Area 6 | TAB-RTE-WA6 | 4000000 | TAB-DIG-V-9015 | Exercise and Lubricate Digester Gas Valves for
TABWA6-GAS | 7 | Out Door Digester Gas Valves- PM- Annual- Gas Technicians (Route 2) | TAB-Routine Work Area 6 | TAB-RTE-WA6 | 8000000 | TAB-DIG-V-9009 | Exercise and Lubricate Digester Gas Valves for
TABWA6-GAS | 7 | Out Door Digester Gas Valves- PM- Annual- Gas Technicians (Route 2) | TAB-Routine Work Area 6 | TAB-RTE-WA6 | 6000000 | TAB-DIG-V-9014 | Exercise and Lubricate Digester Gas Valves for
TABWA6-GAS | 8 | Out Door Digester Gas Valves- PM - Annual- Gas Technicians (Route 3) | TAB-Routine Work Area 6 | TAB-RTE-WA6 | 1000000 | TAB-DIG-V-9023 | Exercise and Lubricate Digester Gas Valves for
TABWA6-GAS | 8 | Out Door Digester Gas Valves- PM - Annual- Gas Technicians (Route 3) | TAB-Routine Work Area 6 | TAB-RTE-WA6 | 3000000 | TAB-DIG-V-9027 | Exercise and Lubricate Digester Gas Valves for
TABWA6-GAS | 8 | Out Door Digester Gas Valves- PM - Annual- Gas Technicians (Route 3) | TAB-Routine Work Area 6 | TAB-RTE-WA6 | 2000000 | TAB-DIG-V-9025 | Exercise and Lubricate Digester Gas Valves for
TABWA6-GAS | 8 | Out Door Digester Gas Valves- PM - Annual- Gas Technicians (Route 3) | TAB-Routine Work Area 6 | TAB-RTE-WA6 | 6000000 | TAB-DIG-V-6912 | Exercise and Lubricate Digester Gas Valves for
TABWA6-GAS | 8 | Out Door Digester Gas Valves- PM - Annual- Gas Technicians (Route 3) | TAB-Routine Work Area 6 | TAB-RTE-WA6 | 4000000 | TAB-DIG-V-9022 | Exercise and Lubricate Digester Gas Valves for
TABWA6-GAS | 8 | Out Door Digester Gas Valves- PM - Annual- Gas Technicians (Route 3) | TAB-Routine Work Area 6 | TAB-RTE-WA6 | 8000000 | TAB-DIG-V-9026 | Exercise and Lubricate Digester Gas Valves for
TABWA6-GAS | 8 | Out Door Digester Gas Valves- PM - Annual- Gas Technicians (Route 3) | TAB-Routine Work Area 6 | TAB-RTE-WA6 | 5000000 | TAB-DIG-V-6908 | Exercise and Lubricate Digester Gas Valves for
TABWA6-GAS | 8 | Out Door Digester Gas Valves- PM - Annual- Gas Technicians (Route 3) | TAB-Routine Work Area 6 | TAB-RTE-WA6 | 7000000 | TAB-DIG-V-6751 | Exercise and Lubricate Digester Gas Valves for
TABWA6-GAS | 8 | Out Door Digester Gas Valves- PM - Annual- Gas Technicians (Route 3) | TAB-Routine Work Area 6 | TAB-RTE-WA6 | 9000000 | TAB-DIG-V-9028 | Exercise and Lubricate Digester Gas Valves for
TABWA6-GAS | 9 | WA6 Gas Control Bldg. Daily Plant Tech Routine - Monday | TAB-Routine Work Area 6 | TAB-RTE-WA6 | 1000000 | TAB-DIG-C-6140 | Routine Gas compressor and Bldg Inspection for
TABWA6-GAS | 9 | WA6 Gas Control Bldg. Daily Plant Tech Routine - Monday | TAB-Routine Work Area 6 | TAB-RTE-WA6 | 2000000 | TAB-DIG-C-9713 | Routine Gas compressor and Bldg Inspection for
TABWA6-GAS | 9 | WA6 Gas Control Bldg. Daily Plant Tech Routine - Monday | TAB-Routine Work Area 6 | TAB-RTE-WA6 | 3000000 | TAB-DIG-C-9714 | Routine Gas compressor and Bldg Inspection for
TABWA6-GAS | 10 | WA6 Gas Control Bldg. Daily Plant Tech Routine - Tuesday | TAB-Routine Work Area 6 | TAB-RTE-WA6 | 2000000 | TAB-DIG-C-9713 | Routine Gas compressor and Bldg Inspection for
TABWA6-GAS | 10 | WA6 Gas Control Bldg. Daily Plant Tech Routine - Tuesday | TAB-Routine Work Area 6 | TAB-RTE-WA6 | 1000000 | TAB-DIG-C-6140 | Routine Gas compressor and Bldg Inspection for
TABWA6-GAS | 10 | WA6 Gas Control Bldg. Daily Plant Tech Routine - Tuesday | TAB-Routine Work Area 6 | TAB-RTE-WA6 | 3000000 | TAB-DIG-C-9714 | Routine Gas compressor and Bldg Inspection for
TABWA6-GAS | 11 | WA6 Gas Control Bldg. Daily PlantTech Routine - Wednesday | TAB-Routine Work Area 6 | TAB-RTE-WA6 | 1000000 | TAB-DIG-C-6140 | Routine Gas compressor and Bldg Inspection for
TABWA6-GAS | 11 | WA6 Gas Control Bldg. Daily PlantTech Routine - Wednesday | TAB-Routine Work Area 6 | TAB-RTE-WA6 | 2000000 | TAB-DIG-C-9713 | Routine Gas compressor and Bldg Inspection for
TABWA6-GAS | 11 | WA6 Gas Control Bldg. Daily PlantTech Routine - Wednesday | TAB-Routine Work Area 6 | TAB-RTE-WA6 | 3000000 | TAB-DIG-C-9714 | Routine Gas compressor and Bldg Inspection for
TABWA6-GAS | 12 | WA6 Gas Control Bldg. Daily Plant Tech Routine - Thursday | TAB-Routine Work Area 6 | TAB-RTE-WA6 | 1000000 | TAB-DIG-C-6140 | Routine Gas compressor and Bldg Inspection for
TABWA6-GAS | 12 | WA6 Gas Control Bldg. Daily Plant Tech Routine - Thursday | TAB-Routine Work Area 6 | TAB-RTE-WA6 | 2000000 | TAB-DIG-C-9713 | Routine Gas compressor and Bldg Inspection for
TABWA6-GAS | 12 | WA6 Gas Control Bldg. Daily Plant Tech Routine - Thursday | TAB-Routine Work Area 6 | TAB-RTE-WA6 | 3000000 | TAB-DIG-C-9714 | Routine Gas compressor and Bldg Inspection for
TABWA6-GAS | 13 | WA6 Gas Control Bldg.Daily Plant Tech Routine - Friday | TAB-Routine Work Area 6 | TAB-RTE-WA6 | 1000000 | TAB-DIG-C-6140 | Routine Gas compressor and Bldg Inspection for
TABWA6-GAS | 13 | WA6 Gas Control Bldg.Daily Plant Tech Routine - Friday | TAB-Routine Work Area 6 | TAB-RTE-WA6 | 2000000 | TAB-DIG-C-9713 | Routine Gas compressor and Bldg Inspection for
TABWA6-GAS | 13 | WA6 Gas Control Bldg.Daily Plant Tech Routine - Friday | TAB-Routine Work Area 6 | TAB-RTE-WA6 | 3000000 | TAB-DIG-C-9714 | Routine Gas compressor and Bldg Inspection for
TABWA6-GAS | 16 | Lubricate and exercise the digester gas isolation valve, Gas Control Building- 3 Months | Dryer # 1, Digester Gas | TAB-DIG-D-6160 | 2000000 | TAB-DIG-V-6161 | Lubricate and exercise the digester gas isolation valve for
TABWA6-GAS | 16 | Lubricate and exercise the digester gas isolation valve, Gas Control Building- 3 Months | Dryer # 1, Digester Gas | TAB-DIG-D-6160 | 1000000 | TAB-DIG-V-6152 | Lubricate and exercise the digester gas isolation valve for
TABWA6-GAS | 16 | Lubricate and exercise the digester gas isolation valve, Gas Control Building- 3 Months | Dryer # 1, Digester Gas | TAB-DIG-D-6160 | 4000000 | TAB-DIG-V-6164 | Lubricate and exercise the digester gas isolation valve for
TABWA6-GAS | 16 | Lubricate and exercise the digester gas isolation valve, Gas Control Building- 3 Months | Dryer # 1, Digester Gas | TAB-DIG-D-6160 | 3000000 | TAB-DIG-V-6162 | Lubricate and exercise the digester gas isolation valve for
TABWA6-GAS | 16 | Lubricate and exercise the digester gas isolation valve, Gas Control Building- 3 Months | Dryer # 1, Digester Gas | TAB-DIG-D-6160 | 6000000 | TAB-DIG-V-6171 | Lubricate and exercise the digester gas isolation valve for
TABWA6-GAS | 16 | Lubricate and exercise the digester gas isolation valve, Gas Control Building- 3 Months | Dryer # 1, Digester Gas | TAB-DIG-D-6160 | 5000000 | TAB-DIG-V-6170 | Lubricate and exercise the digester gas isolation valve for
TABWA6-GAS | 16 | Lubricate and exercise the digester gas isolation valve, Gas Control Building- 3 Months | Dryer # 1, Digester Gas | TAB-DIG-D-6160 | 8000000 | TAB-DIG-V-6180 | Lubricate and exercise the digester gas isolation valve for
TABWA6-GAS | 16 | Lubricate and exercise the digester gas isolation valve, Gas Control Building- 3 Months | Dryer # 1, Digester Gas | TAB-DIG-D-6160 | 7000000 | TAB-DIG-V-6172 | Lubricate and exercise the digester gas isolation valve for
TABWA6-GAS | 16 | Lubricate and exercise the digester gas isolation valve, Gas Control Building- 3 Months | Dryer # 1, Digester Gas | TAB-DIG-D-6160 | 9000000 | TAB-DIG-V-6181 | Lubricate and exercise the digester gas isolation valve for
TABWA6-GAS | 16 | Lubricate and exercise the digester gas isolation valve, Gas Control Building- 3 Months | Dryer # 1, Digester Gas | TAB-DIG-D-6160 | 11000000 | TAB-DIG-V-6183 | Lubricate and exercise the digester gas isolation valve for
TABWA6-GAS | 16 | Lubricate and exercise the digester gas isolation valve, Gas Control Building- 3 Months | Dryer # 1, Digester Gas | TAB-DIG-D-6160 | 10000000 | TAB-DIG-V-6182 | Lubricate and exercise the digester gas isolation valve for
TABWA6-GAS | 16 | Lubricate and exercise the digester gas isolation valve, Gas Control Building- 3 Months | Dryer # 1, Digester Gas | TAB-DIG-D-6160 | 12000000 | TAB-DIG-V-6184 | Lubricate and exercise the digester gas isolation valve for
TABWA6-GAS | 16 | Lubricate and exercise the digester gas isolation valve, Gas Control Building- 3 Months | Dryer # 1, Digester Gas | TAB-DIG-D-6160 | 13000000 | TAB-DIG-V-6185 | Lubricate and exercise the digester gas isolation valve for
TABWA6-GAS | 16 | Lubricate and exercise the digester gas isolation valve, Gas Control Building- 3 Months | Dryer # 3, Digester Gas | TAB-DIG-D-9716 | 1000000 | TAB-DIG-V-6352 | Lubricate and exercise the digester gas isolation valve for
TABWA6-GAS | 16 | Lubricate and exercise the digester gas isolation valve, Gas Control Building- 3 Months | Dryer # 3, Digester Gas | TAB-DIG-D-9716 | 2000000 | TAB-DIG-V-6361 | Lubricate and exercise the digester gas isolation valve for
TABWA6-GAS | 16 | Lubricate and exercise the digester gas isolation valve, Gas Control Building- 3 Months | Dryer # 3, Digester Gas | TAB-DIG-D-9716 | 3000000 | TAB-DIG-V-6362 | Lubricate and exercise the digester gas isolation valve for
TABWA6-GAS | 16 | Lubricate and exercise the digester gas isolation valve, Gas Control Building- 3 Months | Dryer # 3, Digester Gas | TAB-DIG-D-9716 | 4000000 | TAB-DIG-V-6364 | Lubricate and exercise the digester gas isolation valve for
TABWA6-GAS | 16 | Lubricate and exercise the digester gas isolation valve, Gas Control Building- 3 Months | Dryer # 3, Digester Gas | TAB-DIG-D-9716 | 5000000 | TAB-DIG-V-6372 | Lubricate and exercise the digester gas isolation valve for
TABWA6-GAS | 16 | Lubricate and exercise the digester gas isolation valve, Gas Control Building- 3 Months | Dryer # 3, Digester Gas | TAB-DIG-D-9716 | 8000000 | TAB-DIG-V-6383 | Lubricate and exercise the digester gas isolation valve for
TABWA6-GAS | 16 | Lubricate and exercise the digester gas isolation valve, Gas Control Building- 3 Months | Dryer # 3, Digester Gas | TAB-DIG-D-9716 | 6000000 | TAB-DIG-V-6373 | Lubricate and exercise the digester gas isolation valve for
TABWA6-GAS | 16 | Lubricate and exercise the digester gas isolation valve, Gas Control Building- 3 Months | Dryer # 3, Digester Gas | TAB-DIG-D-9716 | 10000000 | TAB-DIG-V-9758 | Lubricate and exercise the digester gas isolation valve for
TABWA6-GAS | 16 | Lubricate and exercise the digester gas isolation valve, Gas Control Building- 3 Months | Dryer # 3, Digester Gas | TAB-DIG-D-9716 | 7000000 | TAB-DIG-V-6381 | Lubricate and exercise the digester gas isolation valve for
TABWA6-GAS | 16 | Lubricate and exercise the digester gas isolation valve, Gas Control Building- 3 Months | Dryer # 3, Digester Gas | TAB-DIG-D-9716 | 11000000 | TAB-DIG-V-9759 | Lubricate and exercise the digester gas isolation valve for
TABWA6-GAS | 16 | Lubricate and exercise the digester gas isolation valve, Gas Control Building- 3 Months | Dryer # 3, Digester Gas | TAB-DIG-D-9716 | 9000000 | TAB-DIG-V-6385 | Lubricate and exercise the digester gas isolation valve for
TABWA6-GAS | 16 | Lubricate and exercise the digester gas isolation valve, Gas Control Building- 3 Months | Dryer # 3, Digester Gas | TAB-DIG-D-9716 | 12000000 | TAB-DIG-V-9760 | Lubricate and exercise the digester gas isolation valve for
TABWA6-GAS | 16 | Lubricate and exercise the digester gas isolation valve, Gas Control Building- 3 Months | Gas Scrubber, Gas Stream #1 | TAB-DIG-SB-6120 | 1000000 | TAB-DIG-V-6111 | Lubricate and exercise the digester gas isolation valve for
TABWA6-GAS | 16 | Lubricate and exercise the digester gas isolation valve, Gas Control Building- 3 Months | Gas Scrubber, Gas Stream #1 | TAB-DIG-SB-6120 | 3000000 | TAB-DIG-V-6131 | Lubricate and exercise the digester gas isolation valve for
TABWA6-GAS | 16 | Lubricate and exercise the digester gas isolation valve, Gas Control Building- 3 Months | Gas Scrubber, Gas Stream #1 | TAB-DIG-SB-6120 | 2000000 | TAB-DIG-V-6112 | Lubricate and exercise the digester gas isolation valve for
TABWA6-GAS | 16 | Lubricate and exercise the digester gas isolation valve, Gas Control Building- 3 Months | Gas Scrubber, Gas Stream #1 | TAB-DIG-SB-6120 | 4000000 | TAB-DIG-V-6610 | Lubricate and exercise the digester gas isolation valve for
TABWA6-GAS | 16 | Lubricate and exercise the digester gas isolation valve, Gas Control Building- 3 Months | Gas Scrubber, Gas Stream #1 | TAB-DIG-SB-6120 | 5000000 | TAB-DIG-V-6611 | Lubricate and exercise the digester gas isolation valve for
TABWA6-GAS | 16 | Lubricate and exercise the digester gas isolation valve, Gas Control Building- 3 Months | Gas Scrubber, Gas Stream #2 | TAB-DIG-SB-9737 | 3000000 | TAB-DIG-V-6620 | Lubricate and exercise the digester gas isolation valve for
TABWA6-GAS | 16 | Lubricate and exercise the digester gas isolation valve, Gas Control Building- 3 Months | Gas Scrubber, Gas Stream #2 | TAB-DIG-SB-9737 | 4000000 | TAB-DIG-V-6621 | Lubricate and exercise the digester gas isolation valve for
TABWA6-GAS | 16 | Lubricate and exercise the digester gas isolation valve, Gas Control Building- 3 Months | Gas Scrubber, Gas Stream #2 | TAB-DIG-SB-9737 | 5000000 | TAB-DIG-V-9748 | Lubricate and exercise the digester gas isolation valve for
TABWA6-GAS | 16 | Lubricate and exercise the digester gas isolation valve, Gas Control Building- 3 Months | Gas Scrubber, Gas Stream #2 | TAB-DIG-SB-9737 | 1000000 | TAB-DIG-V-6211 | Lubricate and exercise the digester gas isolation valve for
TABWA6-GAS | 16 | Lubricate and exercise the digester gas isolation valve, Gas Control Building- 3 Months | Gas Scrubber, Gas Stream #2 | TAB-DIG-SB-9737 | 2000000 | TAB-DIG-V-6131 | Lubricate and exercise the digester gas isolation valve for
TABWA6-GAS | 16 | Lubricate and exercise the digester gas isolation valve, Gas Control Building- 3 Months | Gas Scrubber, Gas Stream #3 | TAB-DIG-SB-9738 | 4000000 | TAB-DIG-V-6631 | Lubricate and exercise the digester gas isolation valve for
TABWA6-GAS | 16 | Lubricate and exercise the digester gas isolation valve, Gas Control Building- 3 Months | Gas Scrubber, Gas Stream #3 | TAB-DIG-SB-9738 | 1000000 | TAB-DIG-V-6311 | Lubricate and exercise the digester gas isolation valve for
TABWA6-GAS | 16 | Lubricate and exercise the digester gas isolation valve, Gas Control Building- 3 Months | Gas Scrubber, Gas Stream #3 | TAB-DIG-SB-9738 | 2000000 | TAB-DIG-V-6331 | Lubricate and exercise the digester gas isolation valve for
TABWA6-GAS | 16 | Lubricate and exercise the digester gas isolation valve, Gas Control Building- 3 Months | Gas Scrubber, Gas Stream #3 | TAB-DIG-SB-9738 | 3000000 | TAB-DIG-V-6630 | Lubricate and exercise the digester gas isolation valve for
TABWA6-GAS | 16 | Lubricate and exercise the digester gas isolation valve, Gas Control Building- 3 Months | Gas Scrubber, Gas Stream #3 | TAB-DIG-SB-9738 | 5000000 | TAB-DIG-V-9755 | Lubricate and exercise the digester gas isolation valve for
TABWA6-GAS | 16 | Lubricate and exercise the digester gas isolation valve, Gas Control Building- 3 Months | Valve, Plug, Isolation to Waste Gas Burner & Vent, Dryer #1 | TAB-DIG-V-6181 | 2000000 | TAB-DIG-V-6185 | Lubricate and exercise the digester gas isolation valve for
TABWA6-GAS | 16 | Lubricate and exercise the digester gas isolation valve, Gas Control Building- 3 Months | Valve, Plug, Isolation to Waste Gas Burner & Vent, Dryer #1 | TAB-DIG-V-6181 | 3000000 | TAB-DIG-V-6211 | Lubricate and exercise the digester gas isolation valve for
TABWA6-GAS | 16 | Lubricate and exercise the digester gas isolation valve, Gas Control Building- 3 Months | Valve, Plug, Isolation to Waste Gas Burner & Vent, Dryer #1 | TAB-DIG-V-6181 | 7000000 | TAB-DIG-V-6261 | Lubricate and exercise the digester gas isolation valve for
TABWA6-GAS | 16 | Lubricate and exercise the digester gas isolation valve, Gas Control Building- 3 Months | Valve, Plug, Isolation to Waste Gas Burner & Vent, Dryer #1 | TAB-DIG-V-6181 | 11000000 | TAB-DIG-V-6285 | Lubricate and exercise the digester gas isolation valve for
TABWA6-GAS | 16 | Lubricate and exercise the digester gas isolation valve, Gas Control Building- 3 Months | Valve, Plug, Isolation to Waste Gas Burner & Vent, Dryer #1 | TAB-DIG-V-6181 | 12000000 | TAB-DIG-V-6412 | Lubricate and exercise the digester gas isolation valve for
TABWA6-GAS | 16 | Lubricate and exercise the digester gas isolation valve, Gas Control Building- 3 Months | Valve, Plug, Isolation to Waste Gas Burner & Vent, Dryer #1 | TAB-DIG-V-6181 | 13000000 | TAB-DIG-V-6264 | Lubricate and exercise the digester gas isolation valve for
TABWA6-GAS | 16 | Lubricate and exercise the digester gas isolation valve, Gas Control Building- 3 Months | Valve, Plug, Isolation to Waste Gas Burner & Vent, Dryer #1 | TAB-DIG-V-6181 | 1000000 | TAB-DIG-V-6181 | Lubricate and exercise the digester gas isolation valve for
TABWA6-GAS | 16 | Lubricate and exercise the digester gas isolation valve, Gas Control Building- 3 Months | Valve, Plug, Isolation to Waste Gas Burner & Vent, Dryer #1 | TAB-DIG-V-6181 | 4000000 | TAB-DIG-V-6231 | Lubricate and exercise the digester gas isolation valve for
TABWA6-GAS | 16 | Lubricate and exercise the digester gas isolation valve, Gas Control Building- 3 Months | Valve, Plug, Isolation to Waste Gas Burner & Vent, Dryer #1 | TAB-DIG-V-6181 | 5000000 | TAB-DIG-V-6251 | Lubricate and exercise the digester gas isolation valve for
TABWA6-GAS | 16 | Lubricate and exercise the digester gas isolation valve, Gas Control Building- 3 Months | Valve, Plug, Isolation to Waste Gas Burner & Vent, Dryer #1 | TAB-DIG-V-6181 | 6000000 | TAB-DIG-V-6252 | Lubricate and exercise the digester gas isolation valve for
TABWA6-GAS | 16 | Lubricate and exercise the digester gas isolation valve, Gas Control Building- 3 Months | Valve, Plug, Isolation to Waste Gas Burner & Vent, Dryer #1 | TAB-DIG-V-6181 | 8000000 | TAB-DIG-V-6262 | Lubricate and exercise the digester gas isolation valve for
TABWA6-GAS | 16 | Lubricate and exercise the digester gas isolation valve, Gas Control Building- 3 Months | Valve, Plug, Isolation to Waste Gas Burner & Vent, Dryer #1 | TAB-DIG-V-6181 | 9000000 | TAB-DIG-V-6272 | Lubricate and exercise the digester gas isolation valve for
TABWA6-GAS | 16 | Lubricate and exercise the digester gas isolation valve, Gas Control Building- 3 Months | Valve, Plug, Isolation to Waste Gas Burner & Vent, Dryer #1 | TAB-DIG-V-6181 | 10000000 | TAB-DIG-V-6281 | Lubricate and exercise the digester gas isolation valve for
TABWA6-GAS | 16 | Lubricate and exercise the digester gas isolation valve, Gas Control Building- 3 Months | Valve, Plug, Isolation to Waste Gas Burner & Vent, Dryer #1 | TAB-DIG-V-6181 | 14000000 | TAB-DIG-V-9753 | Lubricate and exercise the digester gas isolation valve for
TABWA6-GAS | 16 | Lubricate and exercise the digester gas isolation valve, Gas Control Building- 3 Months | Valve, Plug, Inlet, Scrubber #3 | TAB-DIG-V-6311 | 2000000 | TAB-DIG-V-6331 | Lubricate and exercise the digester gas isolation valve for
TABWA6-GAS | 16 | Lubricate and exercise the digester gas isolation valve, Gas Control Building- 3 Months | Valve, Plug, Inlet, Scrubber #3 | TAB-DIG-V-6311 | 4000000 | TAB-DIG-V-6351 | Lubricate and exercise the digester gas isolation valve for
TABWA6-GAS | 16 | Lubricate and exercise the digester gas isolation valve, Gas Control Building- 3 Months | Valve, Plug, Inlet, Scrubber #3 | TAB-DIG-V-6311 | 5000000 | TAB-DIG-V-6352 | Lubricate and exercise the digester gas isolation valve for
TABWA6-GAS | 16 | Lubricate and exercise the digester gas isolation valve, Gas Control Building- 3 Months | Valve, Plug, Inlet, Scrubber #3 | TAB-DIG-V-6311 | 6000000 | TAB-DIG-V-6361 | Lubricate and exercise the digester gas isolation valve for
TABWA6-GAS | 16 | Lubricate and exercise the digester gas isolation valve, Gas Control Building- 3 Months | Valve, Plug, Inlet, Scrubber #3 | TAB-DIG-V-6311 | 7000000 | TAB-DIG-V-6362 | Lubricate and exercise the digester gas isolation valve for
TABWA6-GAS | 16 | Lubricate and exercise the digester gas isolation valve, Gas Control Building- 3 Months | Valve, Plug, Inlet, Scrubber #3 | TAB-DIG-V-6311 | 9000000 | TAB-DIG-V-6372 | Lubricate and exercise the digester gas isolation valve for
TABWA6-GAS | 16 | Lubricate and exercise the digester gas isolation valve, Gas Control Building- 3 Months | Valve, Plug, Inlet, Scrubber #3 | TAB-DIG-V-6311 | 10000000 | TAB-DIG-V-6381 | Lubricate and exercise the digester gas isolation valve for
TABWA6-GAS | 16 | Lubricate and exercise the digester gas isolation valve, Gas Control Building- 3 Months | Valve, Plug, Inlet, Scrubber #3 | TAB-DIG-V-6311 | 11000000 | TAB-DIG-V-6385 | Lubricate and exercise the digester gas isolation valve for
TABWA6-GAS | 16 | Lubricate and exercise the digester gas isolation valve, Gas Control Building- 3 Months | Valve, Plug, Inlet, Scrubber #3 | TAB-DIG-V-6311 | 13000000 | TAB-DIG-V-9760 | Lubricate and exercise the digester gas isolation valve for
TABWA6-GAS | 16 | Lubricate and exercise the digester gas isolation valve, Gas Control Building- 3 Months | Valve, Plug, Inlet, Scrubber #3 | TAB-DIG-V-6311 | 1000000 | TAB-DIG-V-6311 | Lubricate and exercise the digester gas isolation valve for
TABWA6-GAS | 16 | Lubricate and exercise the digester gas isolation valve, Gas Control Building- 3 Months | Valve, Plug, Inlet, Scrubber #3 | TAB-DIG-V-6311 | 3000000 | TAB-DIG-V-6332 | Lubricate and exercise the digester gas isolation valve for
TABWA6-GAS | 16 | Lubricate and exercise the digester gas isolation valve, Gas Control Building- 3 Months | Valve, Plug, Inlet, Scrubber #3 | TAB-DIG-V-6311 | 8000000 | TAB-DIG-V-6364 | Lubricate and exercise the digester gas isolation valve for
TABWA6-GAS | 16 | Lubricate and exercise the digester gas isolation valve, Gas Control Building- 3 Months | Valve, Plug, Inlet, Scrubber #3 | TAB-DIG-V-6311 | 12000000 | TAB-DIG-V-6751 | Lubricate and exercise the digester gas isolation valve for
TABWA6-GAS | 16 | Lubricate and exercise the digester gas isolation valve, Gas Control Building- 3 Months | Valve, Plug, Inlet, Buffer Tank | TAB-DIG-V-9701 | 1000000 | TAB-DIG-V-9701 | Lubricate and exercise the digester gas isolation valve for
TABWA6-GAS | 16 | Lubricate and exercise the digester gas isolation valve, Gas Control Building- 3 Months | Valve, Plug, Inlet, Buffer Tank | TAB-DIG-V-9701 | 2000000 | TAB-DIG-V-9703 | Lubricate and exercise the digester gas isolation valve for
TABWA6-GAS | 16 | Lubricate and exercise the digester gas isolation valve, Gas Control Building- 3 Months | Valve, Plug, Inlet, Buffer Tank | TAB-DIG-V-9701 | 4000000 | TAB-DIG-V-9706 | Lubricate and exercise the digester gas isolation valve for
TABWA6-GAS | 16 | Lubricate and exercise the digester gas isolation valve, Gas Control Building- 3 Months | Valve, Plug, Inlet, Buffer Tank | TAB-DIG-V-9701 | 8000000 | TAB-DIG-V-9727A | Lubricate and exercise the digester gas isolation valve for
TABWA6-GAS | 16 | Lubricate and exercise the digester gas isolation valve, Gas Control Building- 3 Months | Valve, Plug, Inlet, Buffer Tank | TAB-DIG-V-9701 | 9000000 | TAB-DIG-V-9727D | Lubricate and exercise the digester gas isolation valve for
TABWA6-GAS | 16 | Lubricate and exercise the digester gas isolation valve, Gas Control Building- 3 Months | Valve, Plug, Inlet, Buffer Tank | TAB-DIG-V-9701 | 3000000 | TAB-DIG-V-9704 | Lubricate and exercise the digester gas isolation valve for
TABWA6-GAS | 16 | Lubricate and exercise the digester gas isolation valve, Gas Control Building- 3 Months | Valve, Plug, Inlet, Buffer Tank | TAB-DIG-V-9701 | 5000000 | TAB-DIG-V-9706 | Lubricate and exercise the digester gas isolation valve for
TABWA6-GAS | 16 | Lubricate and exercise the digester gas isolation valve, Gas Control Building- 3 Months | Valve, Plug, Inlet, Buffer Tank | TAB-DIG-V-9701 | 6000000 | TAB-DIG-V-9726A | Lubricate and exercise the digester gas isolation valve for
TABWA6-GAS | 16 | Lubricate and exercise the digester gas isolation valve, Gas Control Building- 3 Months | Valve, Plug, Inlet, Buffer Tank | TAB-DIG-V-9701 | 7000000 | TAB-DIG-V-9726D | Lubricate and exercise the digester gas isolation valve for
TABWA6-GAS | 18 | Gas Control Bldg. Atmosphere Monitoring Alarm Calibration- Yearly (Legislative) | TAB-Routine Work Area 8 | TAB-RTE-WA8 | 1000000 | TAB-DIG-AIT-7900A | Calibration of the gas detector for
TABWA6-GAS | 18 | Gas Control Bldg. Atmosphere Monitoring Alarm Calibration- Yearly (Legislative) | TAB-Routine Work Area 8 | TAB-RTE-WA8 | 4000000 | TAB-DIG-AIT-7900D | Calibration of the gas detector for
TABWA6-GAS | 18 | Gas Control Bldg. Atmosphere Monitoring Alarm Calibration- Yearly (Legislative) | TAB-Routine Work Area 8 | TAB-RTE-WA8 | 2000000 | TAB-DIG-AIT-7900B | Calibration of the gas detector for
TABWA6-GAS | 18 | Gas Control Bldg. Atmosphere Monitoring Alarm Calibration- Yearly (Legislative) | TAB-Routine Work Area 8 | TAB-RTE-WA8 | 5000000 | TAB-DIG-AIT-7900E | Calibration of the gas detector for
TABWA6-GAS | 18 | Gas Control Bldg. Atmosphere Monitoring Alarm Calibration- Yearly (Legislative) | TAB-Routine Work Area 8 | TAB-RTE-WA8 | 3000000 | TAB-DIG-AIT-7900C | Calibration of the gas detector for
TABWA6-GAS | 18 | Gas Control Bldg. Atmosphere Monitoring Alarm Calibration- Yearly (Legislative) | TAB-Routine Work Area 8 | TAB-RTE-WA8 | 6000000 | TAB-DIG-AIT-7900F | Calibration of the gas detector for
TABWA6-GAS | 18 | Gas Control Bldg. Atmosphere Monitoring Alarm Calibration- Yearly (Legislative) | TAB-Routine Work Area 8 | TAB-RTE-WA8 | 8000000 | TAB-DIG-AIT-7900H | Calibration of the gas detector for
TABWA6-GAS | 18 | Gas Control Bldg. Atmosphere Monitoring Alarm Calibration- Yearly (Legislative) | TAB-Routine Work Area 8 | TAB-RTE-WA8 | 7000000 | TAB-DIG-AIT-7900G | Calibration of the gas detector for
TABWA6-GAS | 18 | Gas Control Bldg. Atmosphere Monitoring Alarm Calibration- Yearly (Legislative) | TAB-Routine Work Area 8 | TAB-RTE-WA8 | 9000000 | TAB-DIG-AIT-7900I | Calibration of the gas detector for
TABWA6-GAS | 18 | Gas Control Bldg. Atmosphere Monitoring Alarm Calibration- Yearly (Legislative) | TAB-Routine Work Area 8 | TAB-RTE-WA8 | 10000000 | TAB-DIG-AIT-7900J | Calibration of the gas detector for
TABWA6-GAS | 18 | Gas Control Bldg. Atmosphere Monitoring Alarm Calibration- Yearly (Legislative) | TAB-Routine Work Area 8 | TAB-RTE-WA8 | 11000000 | TAB-DIG-AIT-7900K | Calibration of the gas detector for
TABWA6-GAS | 18 | Gas Control Bldg. Atmosphere Monitoring Alarm Calibration- Yearly (Legislative) | TAB-Routine Work Area 8 | TAB-RTE-WA8 | 12000000 | TAB-DIG-AIT-7900L | Calibration of the gas detector for
TABWA6-GAS | 19 | Gas Control Bldg. Atmosphere Monitoring Alarm Inspection- 3 Year (Legislative) | TAB-Routine Work Area 8 | TAB-RTE-WA8 | 1000000 | TAB-DIG-ANL-7900 | Tactile inspection of the MSA panel connections for looseness for
TABWA6-GAS | 19 | Gas Control Bldg. Atmosphere Monitoring Alarm Inspection- 3 Year (Legislative) | TAB-Routine Work Area 8 | TAB-RTE-WA8 | 5000000 | TAB-PRM-ANL-7110 | Tactile inspection of the MSA panel connections for looseness for
TABWA6-GAS | 19 | Gas Control Bldg. Atmosphere Monitoring Alarm Inspection- 3 Year (Legislative) | TAB-Routine Work Area 8 | TAB-RTE-WA8 | 2000000 | TAB-ACC-ANL-7151 | Tactile inspection of the MSA panel connections for looseness for
TABWA6-GAS | 19 | Gas Control Bldg. Atmosphere Monitoring Alarm Inspection- 3 Year (Legislative) | TAB-Routine Work Area 8 | TAB-RTE-WA8 | 3000000 | TAB-ACC-ANL-7151A | Tactile inspection of the MSA panel connections for looseness for
TABWA6-GAS | 19 | Gas Control Bldg. Atmosphere Monitoring Alarm Inspection- 3 Year (Legislative) | TAB-Routine Work Area 8 | TAB-RTE-WA8 | 4000000 | TAB-DIS-ANL-9500 | Tactile inspection of the MSA panel connections for looseness for
TABWA6-PM | 4 | Test and check the UPS for RPU- Quarterly | TAB-Routine Work Area 6 | TAB-RTE-WA6 | 2000000 | TAB-ACC-UPS-1401 | Test and check the UPS for RPU Quarterly for
TABWA6-PM | 4 | Test and check the UPS for RPU- Quarterly | TAB-Routine Work Area 6 | TAB-RTE-WA6 | 1000000 | TAB-ACC-UPS-0100 | Test and check the UPS for RPU Quarterly for
TABWA6-PM | 4 | Test and check the UPS for RPU- Quarterly | TAB-Routine Work Area 6 | TAB-RTE-WA6 | 5000000 | TAB-ACC-UPS-1405 | Test and check the UPS for RPU Quarterly for
TABWA6-PM | 4 | Test and check the UPS for RPU- Quarterly | TAB-Routine Work Area 6 | TAB-RTE-WA6 | 3000000 | TAB-ACC-UPS-1402 | Test and check the UPS for RPU Quarterly for
TABWA6-PM | 4 | Test and check the UPS for RPU- Quarterly | TAB-Routine Work Area 6 | TAB-RTE-WA6 | 9000000 | TAB-ACC-UPS-1413 | Test and check the UPS for RPU Quarterly for
TABWA6-PM | 4 | Test and check the UPS for RPU- Quarterly | TAB-Routine Work Area 6 | TAB-RTE-WA6 | 4000000 | TAB-ACC-UPS-1404 | Test and check the UPS for RPU Quarterly for
TABWA6-PM | 4 | Test and check the UPS for RPU- Quarterly | TAB-Routine Work Area 6 | TAB-RTE-WA6 | 17000000 | TAB-DIG-UPS-1021 | Test and check the UPS for RPU Quarterly for
TABWA6-PM | 4 | Test and check the UPS for RPU- Quarterly | TAB-Routine Work Area 6 | TAB-RTE-WA6 | 6000000 | TAB-ACC-UPS-1407 | Test and check the UPS for RPU Quarterly for
TABWA6-PM | 4 | Test and check the UPS for RPU- Quarterly | TAB-Routine Work Area 6 | TAB-RTE-WA6 | 18000000 | TAB-DIG-UPS-1022 | Test and check the UPS for RPU Quarterly for
TABWA6-PM | 4 | Test and check the UPS for RPU- Quarterly | TAB-Routine Work Area 6 | TAB-RTE-WA6 | 7000000 | TAB-ACC-UPS-1408 | Test and check the UPS for RPU Quarterly for
TABWA6-PM | 4 | Test and check the UPS for RPU- Quarterly | TAB-Routine Work Area 6 | TAB-RTE-WA6 | 20000000 | TAB-DIG-UPS-1024 | Test and check the UPS for RPU Quarterly for
TABWA6-PM | 4 | Test and check the UPS for RPU- Quarterly | TAB-Routine Work Area 6 | TAB-RTE-WA6 | 8000000 | TAB-ACC-UPS-1412 | Test and check the UPS for RPU Quarterly for
TABWA6-PM | 4 | Test and check the UPS for RPU- Quarterly | TAB-Routine Work Area 6 | TAB-RTE-WA6 | 22000000 | TAB-DIG-UPS-1037 | Test and check the UPS for RPU Quarterly for
TABWA6-PM | 4 | Test and check the UPS for RPU- Quarterly | TAB-Routine Work Area 6 | TAB-RTE-WA6 | 10000000 | TAB-ACC-UPS-1414 | Test and check the UPS for RPU Quarterly for
TABWA6-PM | 4 | Test and check the UPS for RPU- Quarterly | TAB-Routine Work Area 6 | TAB-RTE-WA6 | 23000000 | TAB-SA-UPS-0730 | Test and check the UPS for RPU Quarterly for
TABWA6-PM | 4 | Test and check the UPS for RPU- Quarterly | TAB-Routine Work Area 6 | TAB-RTE-WA6 | 11000000 | TAB-ACC-UPS-1415 | Test and check the UPS for RPU Quarterly for
TABWA6-PM | 4 | Test and check the UPS for RPU- Quarterly | TAB-Routine Work Area 6 | TAB-RTE-WA6 | 26000000 | TAB-SA-UPS-0733 | Test and check the UPS for RPU Quarterly for
TABWA6-PM | 4 | Test and check the UPS for RPU- Quarterly | TAB-Routine Work Area 6 | TAB-RTE-WA6 | 12000000 | TAB-ACC-UPS-1416 | Test and check the UPS for RPU Quarterly for
TABWA6-PM | 4 | Test and check the UPS for RPU- Quarterly | TAB-Routine Work Area 6 | TAB-RTE-WA6 | 31000000 | TAB-ACC-UPS-6301 | Test and check the UPS for RPU Quarterly for
TABWA6-PM | 4 | Test and check the UPS for RPU- Quarterly | TAB-Routine Work Area 6 | TAB-RTE-WA6 | 13000000 | TAB-ACC-UPS-1418 | Test and check the UPS for RPU Quarterly for
TABWA6-PM | 4 | Test and check the UPS for RPU- Quarterly | TAB-Routine Work Area 6 | TAB-RTE-WA6 | 32000000 | TAB-ACC-UPS-6302 | Test and check the UPS for RPU Quarterly for
TABWA6-PM | 4 | Test and check the UPS for RPU- Quarterly | TAB-Routine Work Area 6 | TAB-RTE-WA6 | 14000000 | TAB-ACC-UPS-6100 | Test and check the UPS for RPU Quarterly for
TABWA6-PM | 4 | Test and check the UPS for RPU- Quarterly | TAB-Routine Work Area 6 | TAB-RTE-WA6 | 35000000 | TAB-ACC-UPS-1422 | Test and check the UPS for RPU Quarterly for
TABWA6-PM | 4 | Test and check the UPS for RPU- Quarterly | TAB-Routine Work Area 6 | TAB-RTE-WA6 | 15000000 | TAB-AUX-UPS-1120 | Test and check the UPS for RPU Quarterly for
TABWA6-PM | 4 | Test and check the UPS for RPU- Quarterly | TAB-Routine Work Area 6 | TAB-RTE-WA6 | 16000000 | TAB-DIG-UPS-1013 | Test and check the UPS for RPU Quarterly for
TABWA6-PM | 4 | Test and check the UPS for RPU- Quarterly | TAB-Routine Work Area 6 | TAB-RTE-WA6 | 19000000 | TAB-DIG-UPS-1023 | Test and check the UPS for RPU Quarterly for
TABWA6-PM | 4 | Test and check the UPS for RPU- Quarterly | TAB-Routine Work Area 6 | TAB-RTE-WA6 | 21000000 | TAB-DIG-UPS-1032 | Test and check the UPS for RPU Quarterly for
TABWA6-PM | 4 | Test and check the UPS for RPU- Quarterly | TAB-Routine Work Area 6 | TAB-RTE-WA6 | 24000000 | TAB-SA-UPS-0731 | Test and check the UPS for RPU Quarterly for
TABWA6-PM | 4 | Test and check the UPS for RPU- Quarterly | TAB-Routine Work Area 6 | TAB-RTE-WA6 | 25000000 | TAB-SA-UPS-0732 | Test and check the UPS for RPU Quarterly for
TABWA6-PM | 4 | Test and check the UPS for RPU- Quarterly | TAB-Routine Work Area 6 | TAB-RTE-WA6 | 27000000 | TAB-SA-UPS-0734 | Test and check the UPS for RPU Quarterly for
TABWA6-PM | 4 | Test and check the UPS for RPU- Quarterly | TAB-Routine Work Area 6 | TAB-RTE-WA6 | 28000000 | TAB-ACC-UPS-0040 | Test and check the UPS for RPU Quarterly for
TABWA6-PM | 4 | Test and check the UPS for RPU- Quarterly | TAB-Routine Work Area 6 | TAB-RTE-WA6 | 29000000 | TAB-ACC-UPS-0060 | Test and check the UPS for RPU Quarterly for
TABWA6-PM | 4 | Test and check the UPS for RPU- Quarterly | TAB-Routine Work Area 6 | TAB-RTE-WA6 | 30000000 | TAB-ACC-UPS-6300 | Test and check the UPS for RPU Quarterly for
TABWA6-PM | 4 | Test and check the UPS for RPU- Quarterly | TAB-Routine Work Area 6 | TAB-RTE-WA6 | 33000000 | TAB-ACC-UPS-6303 | Test and check the UPS for RPU Quarterly for
TABWA6-PM | 4 | Test and check the UPS for RPU- Quarterly | TAB-Routine Work Area 6 | TAB-RTE-WA6 | 34000000 | TAB-ACC-UPS-1421 | Test and check the UPS for RPU Quarterly for
TABWA6-SQ | 5 | First Aid Kit Inspections -WA6- Quarterly (Legislative) | TAB-Routine Work Area 6 | TAB-RTE-WA6 | 3000000 | TAB-ACC-SQ-9111 | First Aid Kit InspectionQuarterly for
TABWA6-SQ | 5 | First Aid Kit Inspections -WA6- Quarterly (Legislative) | TAB-Routine Work Area 6 | TAB-RTE-WA6 | 1000000 | TAB-WA6-SQ-9109 | First Aid Kit InspectionQuarterly for
TABWA6-SQ | 5 | First Aid Kit Inspections -WA6- Quarterly (Legislative) | TAB-Routine Work Area 6 | TAB-RTE-WA6 | 4000000 | TAB-DIG-SQ-0091 | First Aid Kit InspectionQuarterly for
TABWA6-SQ | 5 | First Aid Kit Inspections -WA6- Quarterly (Legislative) | TAB-Routine Work Area 6 | TAB-RTE-WA6 | 2000000 | TAB-ACC-SQ-9110 | First Aid Kit InspectionQuarterly for
TABWA6-SQ | 9 | Z Bldg. Atmosphere Monitoring Alarm Calibration- Yearly (Legislative) | TAB-Routine Work Area 6 | TAB-RTE-WA6 | 3000000 | TAB-ACC-AIT-7151C | Calibration of the gas detector for
TABWA6-SQ | 9 | Z Bldg. Atmosphere Monitoring Alarm Calibration- Yearly (Legislative) | TAB-Routine Work Area 6 | TAB-RTE-WA6 | 1000000 | TAB-ACC-AIT-7151A | Calibration of the gas detector for
TABWA6-SQ | 9 | Z Bldg. Atmosphere Monitoring Alarm Calibration- Yearly (Legislative) | TAB-Routine Work Area 6 | TAB-RTE-WA6 | 6000000 | TAB-ACC-AIT-7151F | Calibration of the gas detector for
TABWA6-SQ | 9 | Z Bldg. Atmosphere Monitoring Alarm Calibration- Yearly (Legislative) | TAB-Routine Work Area 6 | TAB-RTE-WA6 | 2000000 | TAB-ACC-AIT-7151B | Calibration of the gas detector for
TABWA6-SQ | 9 | Z Bldg. Atmosphere Monitoring Alarm Calibration- Yearly (Legislative) | TAB-Routine Work Area 6 | TAB-RTE-WA6 | 8000000 | TAB-ACC-AIT-7151H | Calibration of the gas detector for
TABWA6-SQ | 9 | Z Bldg. Atmosphere Monitoring Alarm Calibration- Yearly (Legislative) | TAB-Routine Work Area 6 | TAB-RTE-WA6 | 4000000 | TAB-ACC-AIT-7151D | Calibration of the gas detector for
TABWA6-SQ | 9 | Z Bldg. Atmosphere Monitoring Alarm Calibration- Yearly (Legislative) | TAB-Routine Work Area 6 | TAB-RTE-WA6 | 9000000 | TAB-ACC-AIT-7151I | Calibration of the gas detector for
TABWA6-SQ | 9 | Z Bldg. Atmosphere Monitoring Alarm Calibration- Yearly (Legislative) | TAB-Routine Work Area 6 | TAB-RTE-WA6 | 5000000 | TAB-ACC-AIT-7151E | Calibration of the gas detector for
TABWA6-SQ | 9 | Z Bldg. Atmosphere Monitoring Alarm Calibration- Yearly (Legislative) | TAB-Routine Work Area 6 | TAB-RTE-WA6 | 7000000 | TAB-ACC-AIT-7151G | Calibration of the gas detector for
TABWA6-SQ | 10 | Eye Wash station Inspection- Weekly (Legislative) | TAB-Routine Work Area 6 | TAB-RTE-WA6 | 1000000 | TAB-CW-SQ-0035 | Eye Wash station Inspection Weekly for
TABWA6-SQ | 10 | Eye Wash station Inspection- Weekly (Legislative) | TAB-Routine Work Area 6 | TAB-RTE-WA6 | 2000000 | TAB-CW-SQ-0038 | Eye Wash station Inspection Weekly for
TABWA6-SQ | 10 | Eye Wash station Inspection- Weekly (Legislative) | TAB-Routine Work Area 6 | TAB-RTE-WA6 | 3000000 | TAB-CW-SQ-0039 | Eye Wash station Inspection Weekly for
TABWA6-SQ | 10 | Eye Wash station Inspection- Weekly (Legislative) | TAB-Routine Work Area 6 | TAB-RTE-WA6 | 4000000 | TAB-CW-SQ-0205 | Eye Wash station Inspection Weekly for
TABWA6-SQ | 10 | Eye Wash station Inspection- Weekly (Legislative) | TAB-Routine Work Area 6 | TAB-RTE-WA6 | 6000000 | TAB-CW-SQ-0401 | Eye Wash station Inspection Weekly for
TABWA6-SQ | 10 | Eye Wash station Inspection- Weekly (Legislative) | TAB-Routine Work Area 6 | TAB-RTE-WA6 | 5000000 | TAB-CW-SQ-0404 | Eye Wash station Inspection Weekly for
TABWA6-SQ | 10 | Eye Wash station Inspection- Weekly (Legislative) | TAB-Routine Work Area 6 | TAB-RTE-WA6 | 7000000 | TAB-CW-SQ-0401A | Eye Wash station Inspection Weekly for
TABWA6-SQ | 10 | Eye Wash station Inspection- Weekly (Legislative) | TAB-Routine Work Area 6 | TAB-RTE-WA6 | 8000000 | TAB-CW-SQ-0403 | Eye Wash station Inspection Weekly for
TABWA6-SQ | 10 | Eye Wash station Inspection- Weekly (Legislative) | TAB-Routine Work Area 6 | TAB-RTE-WA6 | 9000000 | TAB-DIG-SQ-9703 | Eye Wash station Inspection Weekly for
TABWA6-SQ | 10 | Eye Wash station Inspection- Weekly (Legislative) | TAB-Routine Work Area 6 | TAB-RTE-WA6 | 10000000 | TAB-DIG-SQ-9704 | Eye Wash station Inspection Weekly for
TABWA6-SQ | 12 | 6 Months Review of LOTO Log Book by ASPOM | TAB-Routine Work Area 6 | TAB-RTE-WA6 | 2000000 | TAB-WA6-SQ-8602 | Review of LOTO Log Book by ASPOM 2 Months for
TABWA6-SQ | 12 | 6 Months Review of LOTO Log Book by ASPOM | TAB-Routine Work Area 6 | TAB-RTE-WA6 | 1000000 | TAB-WA6-SQ-8601 | Review of LOTO Log Book by ASPOM 2 Months for
TABWA6-SQ | 12 | 6 Months Review of LOTO Log Book by ASPOM | TAB-Routine Work Area 6 | TAB-RTE-WA6 | 3000000 | TAB-WA6-SQ-8603 | Review of LOTO Log Book by ASPOM 2 Months for
TABWA6-SQ | 13 | Portable ladder inspection- Quarterly | TAB-Routine Work Area 6 | TAB-RTE-WA6 | 1000000 | TAB-WA6-LDR-1601 | Portable ladder inspection Quarterly for
TABWA6-SQ | 13 | Portable ladder inspection- Quarterly | TAB-Routine Work Area 6 | TAB-RTE-WA6 | 2000000 | TAB-WA6-LDR-1602 | Portable ladder inspection Quarterly for
TABWA6-SQ | 13 | Portable ladder inspection- Quarterly | TAB-Routine Work Area 6 | TAB-RTE-WA6 | 6000000 | TAB-WA6-LDR-1606 | Portable ladder inspection Quarterly for
TABWA6-SQ | 13 | Portable ladder inspection- Quarterly | TAB-Routine Work Area 6 | TAB-RTE-WA6 | 3000000 | TAB-WA6-LDR-1603 | Portable ladder inspection Quarterly for
TABWA6-SQ | 13 | Portable ladder inspection- Quarterly | TAB-Routine Work Area 6 | TAB-RTE-WA6 | 8000000 | TAB-WA6-LDR-1608 | Portable ladder inspection Quarterly for
TABWA6-SQ | 13 | Portable ladder inspection- Quarterly | TAB-Routine Work Area 6 | TAB-RTE-WA6 | 4000000 | TAB-WA6-LDR-1604 | Portable ladder inspection Quarterly for
TABWA6-SQ | 13 | Portable ladder inspection- Quarterly | TAB-Routine Work Area 6 | TAB-RTE-WA6 | 9000000 | TAB-WA6-LDR-1609 | Portable ladder inspection Quarterly for
TABWA6-SQ | 13 | Portable ladder inspection- Quarterly | TAB-Routine Work Area 6 | TAB-RTE-WA6 | 5000000 | TAB-WA6-LDR-1605 | Portable ladder inspection Quarterly for
TABWA6-SQ | 13 | Portable ladder inspection- Quarterly | TAB-Routine Work Area 6 | TAB-RTE-WA6 | 11000000 | TAB-WA6-LDR-1611 | Portable ladder inspection Quarterly for
TABWA6-SQ | 13 | Portable ladder inspection- Quarterly | TAB-Routine Work Area 6 | TAB-RTE-WA6 | 7000000 | TAB-WA6-LDR-1607 | Portable ladder inspection Quarterly for
TABWA6-SQ | 13 | Portable ladder inspection- Quarterly | TAB-Routine Work Area 6 | TAB-RTE-WA6 | 14000000 | TAB-WA6-LDR-1614 | Portable ladder inspection Quarterly for
TABWA6-SQ | 13 | Portable ladder inspection- Quarterly | TAB-Routine Work Area 6 | TAB-RTE-WA6 | 10000000 | TAB-WA6-LDR-1610 | Portable ladder inspection Quarterly for
TABWA6-SQ | 13 | Portable ladder inspection- Quarterly | TAB-Routine Work Area 6 | TAB-RTE-WA6 | 17000000 | TAB-WA6-LDR-1617 | Portable ladder inspection Quarterly for
TABWA6-SQ | 13 | Portable ladder inspection- Quarterly | TAB-Routine Work Area 6 | TAB-RTE-WA6 | 12000000 | TAB-WA6-LDR-1612 | Portable ladder inspection Quarterly for
TABWA6-SQ | 13 | Portable ladder inspection- Quarterly | TAB-Routine Work Area 6 | TAB-RTE-WA6 | 19000000 | TAB-WA6-LDR-1619 | Portable ladder inspection Quarterly for
TABWA6-SQ | 13 | Portable ladder inspection- Quarterly | TAB-Routine Work Area 6 | TAB-RTE-WA6 | 13000000 | TAB-WA6-LDR-1613 | Portable ladder inspection Quarterly for
TABWA6-SQ | 13 | Portable ladder inspection- Quarterly | TAB-Routine Work Area 6 | TAB-RTE-WA6 | 20000000 | TAB-WA6-LDR-1620 | Portable ladder inspection Quarterly for
TABWA6-SQ | 13 | Portable ladder inspection- Quarterly | TAB-Routine Work Area 6 | TAB-RTE-WA6 | 15000000 | TAB-WA6-LDR-1615 | Portable ladder inspection Quarterly for
TABWA6-SQ | 13 | Portable ladder inspection- Quarterly | TAB-Routine Work Area 6 | TAB-RTE-WA6 | 23000000 | TAB-WA6-LDR-1623 | Portable ladder inspection Quarterly for
TABWA6-SQ | 13 | Portable ladder inspection- Quarterly | TAB-Routine Work Area 6 | TAB-RTE-WA6 | 16000000 | TAB-WA6-LDR-1616 | Portable ladder inspection Quarterly for
TABWA6-SQ | 13 | Portable ladder inspection- Quarterly | TAB-Routine Work Area 6 | TAB-RTE-WA6 | 25000000 | TAB-WA6-LDR-1625 | Portable ladder inspection Quarterly for
TABWA6-SQ | 13 | Portable ladder inspection- Quarterly | TAB-Routine Work Area 6 | TAB-RTE-WA6 | 18000000 | TAB-WA6-LDR-1618 | Portable ladder inspection Quarterly for
TABWA6-SQ | 13 | Portable ladder inspection- Quarterly | TAB-Routine Work Area 6 | TAB-RTE-WA6 | 21000000 | TAB-WA6-LDR-1621 | Portable ladder inspection Quarterly for
TABWA6-SQ | 13 | Portable ladder inspection- Quarterly | TAB-Routine Work Area 6 | TAB-RTE-WA6 | 22000000 | TAB-WA6-LDR-1622 | Portable ladder inspection Quarterly for
TABWA6-SQ | 13 | Portable ladder inspection- Quarterly | TAB-Routine Work Area 6 | TAB-RTE-WA6 | 24000000 | TAB-WA6-LDR-1624 | Portable ladder inspection Quarterly for
TABWA6-SQ | 16 | Calibration and Recertification of the Portable Gas Detectors-MSA -6 Months | TAB-Routine Work Area 6 | TAB-RTE-WA6 | 1000000 | TAB-ACC-AM-4974 | Calibration and Recertification of the Portable Gas DetectorsMSA 6 Months
TABWA6-SQ | 16 | Calibration and Recertification of the Portable Gas Detectors-MSA -6 Months | TAB-Routine Work Area 6 | TAB-RTE-WA6 | 2000000 | TAB-ACC-AM-2512 | Calibration and Recertification of the Portable Gas DetectorsMSA 6 Months
TABWA6-SQ | 16 | Calibration and Recertification of the Portable Gas Detectors-MSA -6 Months | TAB-Routine Work Area 6 | TAB-RTE-WA6 | 7000000 | TAB-ACC-AM-4073 | Calibration and Recertification of the Portable Gas DetectorsMSA 6 Months
TABWA6-SQ | 16 | Calibration and Recertification of the Portable Gas Detectors-MSA -6 Months | TAB-Routine Work Area 6 | TAB-RTE-WA6 | 3000000 | TAB-ACC-AM-4814 | Calibration and Recertification of the Portable Gas DetectorsMSA 6 Months
TABWA6-SQ | 16 | Calibration and Recertification of the Portable Gas Detectors-MSA -6 Months | TAB-Routine Work Area 6 | TAB-RTE-WA6 | 4000000 | TAB-ACC-AM-9986 | Calibration and Recertification of the Portable Gas DetectorsMSA 6 Months
TABWA6-SQ | 16 | Calibration and Recertification of the Portable Gas Detectors-MSA -6 Months | TAB-Routine Work Area 6 | TAB-RTE-WA6 | 5000000 | TAB-ACC-AM-2108 | Calibration and Recertification of the Portable Gas DetectorsMSA 6 Months
TABWA6-SQ | 16 | Calibration and Recertification of the Portable Gas Detectors-MSA -6 Months | TAB-Routine Work Area 6 | TAB-RTE-WA6 | 6000000 | TAB-ACC-AM-7433 | Calibration and Recertification of the Portable Gas DetectorsMSA 6 Months
TABWA6-SQ | 16 | Calibration and Recertification of the Portable Gas Detectors-MSA -6 Months | TAB-Routine Work Area 6 | TAB-RTE-WA6 | 8000000 | TAB-ACC-AM-7794 | Calibration and Recertification of the Portable Gas DetectorsMSA 6 Months
TABWA7-CW | 6 | Verify the pressure alarm circuit operation- Yearly | Meter Chamber, Piping,City Water | TAB-CW-METR | 1000000 | TAB-CW-PIT-3833 | Verify the pressure alarm circuit operation to for
TABWA7-CW | 6 | Verify the pressure alarm circuit operation- Yearly | Meter Chamber, Piping,City Water | TAB-CW-METR | 2000000 | TAB-CW-PIT-3835 | Verify the pressure alarm circuit operation to for
TABWA7-CW | 7 | Verification check of the City Water mag flow meter (Calibration)- Yearly | Meter Chamber, Piping,City Water | TAB-CW-METR | 4000000 | TAB-CW-FIT-9731 | Verification check of the City Water mag flow meter for
TABWA7-CW | 7 | Verification check of the City Water mag flow meter (Calibration)- Yearly | Meter Chamber, Piping,City Water | TAB-CW-METR | 1000000 | TAB-ACC-FIT-2800 | Verification check of the City Water mag flow meter for
TABWA7-CW | 7 | Verification check of the City Water mag flow meter (Calibration)- Yearly | Meter Chamber, Piping,City Water | TAB-CW-METR | 5000000 | TAB-CW-FIT-9732 | Verification check of the City Water mag flow meter for
TABWA7-CW | 7 | Verification check of the City Water mag flow meter (Calibration)- Yearly | Meter Chamber, Piping,City Water | TAB-CW-METR | 2000000 | TAB-CW-FIT-9720 | Verification check of the City Water mag flow meter for
TABWA7-CW | 7 | Verification check of the City Water mag flow meter (Calibration)- Yearly | Meter Chamber, Piping,City Water | TAB-CW-METR | 6000000 | TAB-CW-FIT-9715 | Verification check of the City Water mag flow meter for
TABWA7-CW | 7 | Verification check of the City Water mag flow meter (Calibration)- Yearly | Meter Chamber, Piping,City Water | TAB-CW-METR | 3000000 | TAB-CW-FIT-9730 | Verification check of the City Water mag flow meter for
TABWA7-CW | 7 | Verification check of the City Water mag flow meter (Calibration)- Yearly | Meter Chamber, Piping,City Water | TAB-CW-METR | 7000000 | TAB-CW-FIT-9712 | Verification check of the City Water mag flow meter for
TABWA7-CW | 7 | Verification check of the City Water mag flow meter (Calibration)- Yearly | Meter Chamber, Piping,City Water | TAB-CW-METR | 10000000 | TAB-CW-FIT-9711 | Verification check of the City Water mag flow meter for
TABWA7-CW | 7 | Verification check of the City Water mag flow meter (Calibration)- Yearly | Meter Chamber, Piping,City Water | TAB-CW-METR | 8000000 | TAB-CW-FIT-9713 | Verification check of the City Water mag flow meter for
TABWA7-CW | 7 | Verification check of the City Water mag flow meter (Calibration)- Yearly | Meter Chamber, Piping,City Water | TAB-CW-METR | 11000000 | TAB-CW-FIT-9728 | Verification check of the City Water mag flow meter for
TABWA7-CW | 7 | Verification check of the City Water mag flow meter (Calibration)- Yearly | Meter Chamber, Piping,City Water | TAB-CW-METR | 9000000 | TAB-CW-FIT-3950 | Verification check of the City Water mag flow meter for
TABWA7-CW | 7 | Verification check of the City Water mag flow meter (Calibration)- Yearly | Meter Chamber, Piping,City Water | TAB-CW-METR | 15000000 | TAB-STR-FIT-8003 | Verification check of the City Water mag flow meter for
TABWA7-CW | 7 | Verification check of the City Water mag flow meter (Calibration)- Yearly | Meter Chamber, Piping,City Water | TAB-CW-METR | 12000000 | TAB-CW-FIT-9729 | Verification check of the City Water mag flow meter for
TABWA7-CW | 7 | Verification check of the City Water mag flow meter (Calibration)- Yearly | Meter Chamber, Piping,City Water | TAB-CW-METR | 13000000 | TAB-CW-FIT-3850 | Verification check of the City Water mag flow meter for
TABWA7-CW | 7 | Verification check of the City Water mag flow meter (Calibration)- Yearly | Meter Chamber, Piping,City Water | TAB-CW-METR | 14000000 | TAB-CW-FIT-9727 | Verification check of the City Water mag flow meter for
TABWA7-CW | 7 | Verification check of the City Water mag flow meter (Calibration)- Yearly | Meter Chamber, Piping,City Water | TAB-CW-METR | 16000000 | TAB-CW-FIT-3956 | Verification check of the City Water mag flow meter for
TABWA7-CW | 7 | Verification check of the City Water mag flow meter (Calibration)- Yearly | Meter Chamber, Piping,City Water | TAB-CW-METR | 17000000 | TAB-STR-FIT-8004 | Verification check of the City Water mag flow meter for
TABWA7-CW | 7 | Verification check of the City Water mag flow meter (Calibration)- Yearly | Meter Chamber, Piping,City Water | TAB-CW-METR | 18000000 | TAB-CW-FIT-3954 | Verification check of the City Water mag flow meter for
TABWA7-CW | 7 | Verification check of the City Water mag flow meter (Calibration)- Yearly | Meter Chamber, Piping,City Water | TAB-CW-METR | 19000000 | TAB-CW-FIT-9721 | Verification check of the City Water mag flow meter for
TABWA7-CW | 7 | Verification check of the City Water mag flow meter (Calibration)- Yearly | Meter Chamber, Piping,City Water | TAB-CW-METR | 20000000 | TAB-CW-FIT-3955 | Verification check of the City Water mag flow meter for
TABWA7-CW | 7 | Verification check of the City Water mag flow meter (Calibration)- Yearly | Meter Chamber, Piping,City Water | TAB-CW-METR | 21000000 | TAB-CW-FIT-9716 | Verification check of the City Water mag flow meter for
TABWA7-CW | 7 | Verification check of the City Water mag flow meter (Calibration)- Yearly | Meter Chamber, Piping,City Water | TAB-CW-METR | 22000000 | TAB-CW-FIT-9717 | Verification check of the City Water mag flow meter for
TABWA7-CW | 7 | Verification check of the City Water mag flow meter (Calibration)- Yearly | Meter Chamber, Piping,City Water | TAB-CW-METR | 23000000 | TAB-CW-FIT-3834 | Verification check of the City Water mag flow meter for
TABWA7-CW | 7 | Verification check of the City Water mag flow meter (Calibration)- Yearly | Meter Chamber, Piping,City Water | TAB-CW-METR | 24000000 | TAB-CW-FIT-9714 | Verification check of the City Water mag flow meter for
TABWA7-FEQ | 28 | Fire Sprinkler System Control Valve Weekly Inspection- Blower Bldg ( Legislative) | TAB-Routine Work Area 2 | TAB-RTE-WA2 | 1000000 | TAB-SES-V-0503 | Fire Sprinkler System Control Valve Weekly Inspection for
TABWA7-FEQ | 28 | Fire Sprinkler System Control Valve Weekly Inspection- Blower Bldg ( Legislative) | TAB-Routine Work Area 2 | TAB-RTE-WA2 | 2000000 | TAB-SES-V-0513 | Fire Sprinkler System Control Valve Weekly Inspection for
TABWA7-FEQ | 31 | Fire Sprinkler System Control Valve Weekly Inspection- WA5 ( Legislative) | TAB-Routine Work Area 5 | TAB-RTE-WA5 | 4000000 | TAB-SES-V-0512 | Fire Sprinkler System Control Valve Weekly Inspection for
TABWA7-FEQ | 31 | Fire Sprinkler System Control Valve Weekly Inspection- WA5 ( Legislative) | TAB-Routine Work Area 5 | TAB-RTE-WA5 | 3000000 | TAB-SES-V-0510 | Fire Sprinkler System Control Valve Weekly Inspection for
TABWA7-FEQ | 32 | Fire Sprinkler System Control Valve Weekly Inspection- WA3 ( Legislative) | TAB-Routine Work Area 3 | TAB-RTE-WA3 | 6000000 | TAB-SES-V-0555 | Fire Sprinkler System Control Valve Weekly Inspection for
TABWA7-FEQ | 32 | Fire Sprinkler System Control Valve Weekly Inspection- WA3 ( Legislative) | TAB-Routine Work Area 3 | TAB-RTE-WA3 | 1000000 | TAB-SES-V-0505 | Fire Sprinkler System Control Valve Weekly Inspection for
TABWA7-FEQ | 32 | Fire Sprinkler System Control Valve Weekly Inspection- WA3 ( Legislative) | TAB-Routine Work Area 3 | TAB-RTE-WA3 | 2000000 | TAB-SES-V-0515 | Fire Sprinkler System Control Valve Weekly Inspection for
TABWA7-FEQ | 32 | Fire Sprinkler System Control Valve Weekly Inspection- WA3 ( Legislative) | TAB-Routine Work Area 3 | TAB-RTE-WA3 | 3000000 | TAB-SES-V-0525 | Fire Sprinkler System Control Valve Weekly Inspection for
TABWA7-FEQ | 32 | Fire Sprinkler System Control Valve Weekly Inspection- WA3 ( Legislative) | TAB-Routine Work Area 3 | TAB-RTE-WA3 | 4000000 | TAB-SES-V-0535 | Fire Sprinkler System Control Valve Weekly Inspection for
TABWA7-FEQ | 32 | Fire Sprinkler System Control Valve Weekly Inspection- WA3 ( Legislative) | TAB-Routine Work Area 3 | TAB-RTE-WA3 | 5000000 | TAB-SES-V-0545 | Fire Sprinkler System Control Valve Weekly Inspection for
TABWA7-FEQ | 35 | Fire Main Line Valve Service, Monthly | TAB-Routine Work Area 7 | TAB-RTE-WA7 | 3000000 | TAB-CW-V-0003 | Fire Main Line Valve Monthly Service for
TABWA7-FEQ | 35 | Fire Main Line Valve Service, Monthly | TAB-Routine Work Area 7 | TAB-RTE-WA7 | 1000000 | TAB-CW-V-0001 | Fire Main Line Valve Monthly Service for
TABWA7-FEQ | 35 | Fire Main Line Valve Service, Monthly | TAB-Routine Work Area 7 | TAB-RTE-WA7 | 5000000 | TAB-CW-V-2021A | Fire Main Line Valve Monthly Service for
TABWA7-FEQ | 35 | Fire Main Line Valve Service, Monthly | TAB-Routine Work Area 7 | TAB-RTE-WA7 | 2000000 | TAB-CW-V-0002 | Fire Main Line Valve Monthly Service for
TABWA7-FEQ | 35 | Fire Main Line Valve Service, Monthly | TAB-Routine Work Area 7 | TAB-RTE-WA7 | 6000000 | TAB-CW-V-2022A | Fire Main Line Valve Monthly Service for
TABWA7-FEQ | 35 | Fire Main Line Valve Service, Monthly | TAB-Routine Work Area 7 | TAB-RTE-WA7 | 4000000 | TAB-CW-V-2019A | Fire Main Line Valve Monthly Service for
TABWA7-FEQ | 35 | Fire Main Line Valve Service, Monthly | TAB-Routine Work Area 7 | TAB-RTE-WA7 | 9000000 | TAB-CW-V-2026A | Fire Main Line Valve Monthly Service for
TABWA7-FEQ | 35 | Fire Main Line Valve Service, Monthly | TAB-Routine Work Area 7 | TAB-RTE-WA7 | 7000000 | TAB-CW-V-2023A | Fire Main Line Valve Monthly Service for
TABWA7-FEQ | 35 | Fire Main Line Valve Service, Monthly | TAB-Routine Work Area 7 | TAB-RTE-WA7 | 13000000 | TAB-CW-V-2030A | Fire Main Line Valve Monthly Service for
TABWA7-FEQ | 35 | Fire Main Line Valve Service, Monthly | TAB-Routine Work Area 7 | TAB-RTE-WA7 | 8000000 | TAB-CW-V-2025A | Fire Main Line Valve Monthly Service for
TABWA7-FEQ | 35 | Fire Main Line Valve Service, Monthly | TAB-Routine Work Area 7 | TAB-RTE-WA7 | 17000000 | TAB-CW-V-2034A | Fire Main Line Valve Monthly Service for
TABWA7-FEQ | 35 | Fire Main Line Valve Service, Monthly | TAB-Routine Work Area 7 | TAB-RTE-WA7 | 10000000 | TAB-CW-V-2027A | Fire Main Line Valve Monthly Service for
TABWA7-FEQ | 35 | Fire Main Line Valve Service, Monthly | TAB-Routine Work Area 7 | TAB-RTE-WA7 | 20000000 | TAB-CW-V-2037A | Fire Main Line Valve Monthly Service for
TABWA7-FEQ | 35 | Fire Main Line Valve Service, Monthly | TAB-Routine Work Area 7 | TAB-RTE-WA7 | 11000000 | TAB-CW-V-2028A | Fire Main Line Valve Monthly Service for
TABWA7-FEQ | 35 | Fire Main Line Valve Service, Monthly | TAB-Routine Work Area 7 | TAB-RTE-WA7 | 23000000 | TAB-CW-V-2040A | Fire Main Line Valve Monthly Service for
TABWA7-FEQ | 35 | Fire Main Line Valve Service, Monthly | TAB-Routine Work Area 7 | TAB-RTE-WA7 | 12000000 | TAB-CW-V-2029A | Fire Main Line Valve Monthly Service for
TABWA7-FEQ | 35 | Fire Main Line Valve Service, Monthly | TAB-Routine Work Area 7 | TAB-RTE-WA7 | 26000000 | TAB-CW-V-2043A | Fire Main Line Valve Monthly Service for
TABWA7-FEQ | 35 | Fire Main Line Valve Service, Monthly | TAB-Routine Work Area 7 | TAB-RTE-WA7 | 14000000 | TAB-CW-V-2031A | Fire Main Line Valve Monthly Service for
TABWA7-FEQ | 35 | Fire Main Line Valve Service, Monthly | TAB-Routine Work Area 7 | TAB-RTE-WA7 | 27000000 | TAB-CW-V-2044A | Fire Main Line Valve Monthly Service for
TABWA7-FEQ | 35 | Fire Main Line Valve Service, Monthly | TAB-Routine Work Area 7 | TAB-RTE-WA7 | 15000000 | TAB-CW-V-2032A | Fire Main Line Valve Monthly Service for
TABWA7-FEQ | 35 | Fire Main Line Valve Service, Monthly | TAB-Routine Work Area 7 | TAB-RTE-WA7 | 28000000 | TAB-CW-V-2047A | Fire Main Line Valve Monthly Service for
TABWA7-FEQ | 35 | Fire Main Line Valve Service, Monthly | TAB-Routine Work Area 7 | TAB-RTE-WA7 | 16000000 | TAB-CW-V-2033A | Fire Main Line Valve Monthly Service for
TABWA7-FEQ | 35 | Fire Main Line Valve Service, Monthly | TAB-Routine Work Area 7 | TAB-RTE-WA7 | 29000000 | TAB-CW-V-2048A | Fire Main Line Valve Monthly Service for
TABWA7-FEQ | 35 | Fire Main Line Valve Service, Monthly | TAB-Routine Work Area 7 | TAB-RTE-WA7 | 18000000 | TAB-CW-V-2035A | Fire Main Line Valve Monthly Service for
TABWA7-FEQ | 35 | Fire Main Line Valve Service, Monthly | TAB-Routine Work Area 7 | TAB-RTE-WA7 | 31000000 | TAB-CW-V-2050A | Fire Main Line Valve Monthly Service for
TABWA7-FEQ | 35 | Fire Main Line Valve Service, Monthly | TAB-Routine Work Area 7 | TAB-RTE-WA7 | 19000000 | TAB-CW-V-2036A | Fire Main Line Valve Monthly Service for
TABWA7-FEQ | 35 | Fire Main Line Valve Service, Monthly | TAB-Routine Work Area 7 | TAB-RTE-WA7 | 21000000 | TAB-CW-V-2038A | Fire Main Line Valve Monthly Service for
TABWA7-FEQ | 35 | Fire Main Line Valve Service, Monthly | TAB-Routine Work Area 7 | TAB-RTE-WA7 | 22000000 | TAB-CW-V-2039A | Fire Main Line Valve Monthly Service for
TABWA7-FEQ | 35 | Fire Main Line Valve Service, Monthly | TAB-Routine Work Area 7 | TAB-RTE-WA7 | 24000000 | TAB-CW-V-2041A | Fire Main Line Valve Monthly Service for
TABWA7-FEQ | 35 | Fire Main Line Valve Service, Monthly | TAB-Routine Work Area 7 | TAB-RTE-WA7 | 25000000 | TAB-CW-V-2042A | Fire Main Line Valve Monthly Service for
TABWA7-FEQ | 35 | Fire Main Line Valve Service, Monthly | TAB-Routine Work Area 7 | TAB-RTE-WA7 | 30000000 | TAB-CW-V-2049A | Fire Main Line Valve Monthly Service for
TABWA7-FEQ | 35 | Fire Main Line Valve Service, Monthly | TAB-Routine Work Area 7 | TAB-RTE-WA7 | 32000000 | TAB-CW-V-2051A | Fire Main Line Valve Monthly Service for
TABWA7-PM | 1 | Flagpole & Windsock Inspection- 6 Months | TAB-Routine Work Area 7 | TAB-RTE-WA7 | 4000000 | TAB-MCS-SQ-8001 | Flagpole Windsock Inspection 6 Monthly for
TABWA7-PM | 1 | Flagpole & Windsock Inspection- 6 Months | TAB-Routine Work Area 7 | TAB-RTE-WA7 | 1000000 | TAB-GRK-GQ-0001 | Flagpole Windsock Inspection 6 Monthly for
TABWA7-PM | 1 | Flagpole & Windsock Inspection- 6 Months | TAB-Routine Work Area 7 | TAB-RTE-WA7 | 2000000 | TAB-GRK-GQ-0002 | Flagpole Windsock Inspection 6 Monthly for
TABWA7-PM | 1 | Flagpole & Windsock Inspection- 6 Months | TAB-Routine Work Area 7 | TAB-RTE-WA7 | 3000000 | TAB-GRK-GQ-0003 | Flagpole Windsock Inspection 6 Monthly for
TABWA7-PM | 1 | Flagpole & Windsock Inspection- 6 Months | TAB-Routine Work Area 7 | TAB-RTE-WA7 | 5000000 | TAB-MCS-SQ-8002 | Flagpole Windsock Inspection 6 Monthly for
TABWA7-PM | 1 | Flagpole & Windsock Inspection- 6 Months | TAB-Routine Work Area 7 | TAB-RTE-WA7 | 6000000 | TAB-MCS-SQ-8003 | Flagpole Windsock Inspection 6 Monthly for
TABWA7-PM | 2 | Waste Oil/Varsol Fluid Storage Shed Inspection-Weekly (Robert Cryer) | TAB-Routine Work Area 7 | TAB-RTE-WA7 | 1000000 | TAB-GRK-T-0100 | Waste OilVarsol Fluid Storage Shed InspectionWeekly for
TABWA7-PM | 2 | Waste Oil/Varsol Fluid Storage Shed Inspection-Weekly (Robert Cryer) | TAB-Routine Work Area 7 | TAB-RTE-WA7 | 2000000 | TAB-GRK-T-0200 | Waste OilVarsol Fluid Storage Shed InspectionWeekly for
TABWA7-PM | 22 | 6 Months - CONTRACTOR Inspection of grounds vehicles | Grounds Equipment, Building Services-WA7 | TAB-GRK | 5000000 | TAB-GRK-VEH-378270 | Inspection of grounds vehicles for
TABWA7-PM | 22 | 6 Months - CONTRACTOR Inspection of grounds vehicles | Grounds Equipment, Building Services-WA7 | TAB-GRK | 1000000 | TAB-GRK-VEH-378255 | Inspection of grounds vehicles for
TABWA7-PM | 22 | 6 Months - CONTRACTOR Inspection of grounds vehicles | Grounds Equipment, Building Services-WA7 | TAB-GRK | 6000000 | TAB-GRK-VEH-378271 | Inspection of grounds vehicles for
TABWA7-PM | 22 | 6 Months - CONTRACTOR Inspection of grounds vehicles | Grounds Equipment, Building Services-WA7 | TAB-GRK | 2000000 | TAB-GRK-VEH-378256 | Inspection of grounds vehicles for
TABWA7-PM | 22 | 6 Months - CONTRACTOR Inspection of grounds vehicles | Grounds Equipment, Building Services-WA7 | TAB-GRK | 7000000 | TAB-GRK-VEH-378272 | Inspection of grounds vehicles for
TABWA7-PM | 22 | 6 Months - CONTRACTOR Inspection of grounds vehicles | Grounds Equipment, Building Services-WA7 | TAB-GRK | 3000000 | TAB-GRK-VEH-378257 | Inspection of grounds vehicles for
TABWA7-PM | 22 | 6 Months - CONTRACTOR Inspection of grounds vehicles | Grounds Equipment, Building Services-WA7 | TAB-GRK | 9000000 | TAB-GRK-VEH-378295 | Inspection of grounds vehicles for
TABWA7-PM | 22 | 6 Months - CONTRACTOR Inspection of grounds vehicles | Grounds Equipment, Building Services-WA7 | TAB-GRK | 4000000 | TAB-GRK-VEH-378258 | Inspection of grounds vehicles for
TABWA7-PM | 22 | 6 Months - CONTRACTOR Inspection of grounds vehicles | Grounds Equipment, Building Services-WA7 | TAB-GRK | 11000000 | TAB-GRK-VEH-378305 | Inspection of grounds vehicles for
TABWA7-PM | 22 | 6 Months - CONTRACTOR Inspection of grounds vehicles | Grounds Equipment, Building Services-WA7 | TAB-GRK | 8000000 | TAB-GRK-VEH-378294 | Inspection of grounds vehicles for
TABWA7-PM | 22 | 6 Months - CONTRACTOR Inspection of grounds vehicles | Grounds Equipment, Building Services-WA7 | TAB-GRK | 12000000 | TAB-GRK-VEH-378306 | Inspection of grounds vehicles for
TABWA7-PM | 22 | 6 Months - CONTRACTOR Inspection of grounds vehicles | Grounds Equipment, Building Services-WA7 | TAB-GRK | 10000000 | TAB-GRK-VEH-378301 | Inspection of grounds vehicles for
TABWA7-PM | 22 | 6 Months - CONTRACTOR Inspection of grounds vehicles | Grounds Equipment, Building Services-WA7 | TAB-GRK | 13000000 | TAB-GRK-VEH-378307 | Inspection of grounds vehicles for
TABWA7-PM | 22 | 6 Months - CONTRACTOR Inspection of grounds vehicles | Grounds Equipment, Building Services-WA7 | TAB-GRK | 20000000 | TAB-GRK-VEH-378322 | Inspection of grounds vehicles for
TABWA7-PM | 22 | 6 Months - CONTRACTOR Inspection of grounds vehicles | Grounds Equipment, Building Services-WA7 | TAB-GRK | 14000000 | TAB-GRK-VEH-378308 | Inspection of grounds vehicles for
TABWA7-PM | 22 | 6 Months - CONTRACTOR Inspection of grounds vehicles | Grounds Equipment, Building Services-WA7 | TAB-GRK | 21000000 | TAB-GRK-VEH-378323 | Inspection of grounds vehicles for
TABWA7-PM | 22 | 6 Months - CONTRACTOR Inspection of grounds vehicles | Grounds Equipment, Building Services-WA7 | TAB-GRK | 15000000 | TAB-GRK-VEH-378313 | Inspection of grounds vehicles for
TABWA7-PM | 22 | 6 Months - CONTRACTOR Inspection of grounds vehicles | Grounds Equipment, Building Services-WA7 | TAB-GRK | 22000000 | TAB-GRK-VEH-378324 | Inspection of grounds vehicles for
TABWA7-PM | 22 | 6 Months - CONTRACTOR Inspection of grounds vehicles | Grounds Equipment, Building Services-WA7 | TAB-GRK | 16000000 | TAB-GRK-VEH-378318 | Inspection of grounds vehicles for
TABWA7-PM | 22 | 6 Months - CONTRACTOR Inspection of grounds vehicles | Grounds Equipment, Building Services-WA7 | TAB-GRK | 23000000 | TAB-GRK-VEH-378325 | Inspection of grounds vehicles for
TABWA7-PM | 22 | 6 Months - CONTRACTOR Inspection of grounds vehicles | Grounds Equipment, Building Services-WA7 | TAB-GRK | 17000000 | TAB-GRK-VEH-378319 | Inspection of grounds vehicles for
TABWA7-PM | 22 | 6 Months - CONTRACTOR Inspection of grounds vehicles | Grounds Equipment, Building Services-WA7 | TAB-GRK | 24000000 | TAB-GRK-VEH-378330 | Inspection of grounds vehicles for
TABWA7-PM | 22 | 6 Months - CONTRACTOR Inspection of grounds vehicles | Grounds Equipment, Building Services-WA7 | TAB-GRK | 18000000 | TAB-GRK-VEH-378320 | Inspection of grounds vehicles for
TABWA7-PM | 22 | 6 Months - CONTRACTOR Inspection of grounds vehicles | Grounds Equipment, Building Services-WA7 | TAB-GRK | 25000000 | TAB-GRK-VEH-378331 | Inspection of grounds vehicles for
TABWA7-PM | 22 | 6 Months - CONTRACTOR Inspection of grounds vehicles | Grounds Equipment, Building Services-WA7 | TAB-GRK | 19000000 | TAB-GRK-VEH-378321 | Inspection of grounds vehicles for
TABWA7-PM | 22 | 6 Months - CONTRACTOR Inspection of grounds vehicles | Grounds Equipment, Building Services-WA7 | TAB-GRK | 27000000 | TAB-GRK-VEH-378333 | Inspection of grounds vehicles for
TABWA7-PM | 22 | 6 Months - CONTRACTOR Inspection of grounds vehicles | Grounds Equipment, Building Services-WA7 | TAB-GRK | 26000000 | TAB-GRK-VEH-378332 | Inspection of grounds vehicles for
TABWA7-PM | 22 | 6 Months - CONTRACTOR Inspection of grounds vehicles | Grounds Equipment, Building Services-WA7 | TAB-GRK | 30000000 | TAB-GRK-VEH-378394 | Inspection of grounds vehicles for
TABWA7-PM | 22 | 6 Months - CONTRACTOR Inspection of grounds vehicles | Grounds Equipment, Building Services-WA7 | TAB-GRK | 28000000 | TAB-GRK-VEH-378334 | Inspection of grounds vehicles for
TABWA7-PM | 22 | 6 Months - CONTRACTOR Inspection of grounds vehicles | Grounds Equipment, Building Services-WA7 | TAB-GRK | 31000000 | TAB-GRK-VEH-378398 | Inspection of grounds vehicles for
TABWA7-PM | 22 | 6 Months - CONTRACTOR Inspection of grounds vehicles | Grounds Equipment, Building Services-WA7 | TAB-GRK | 29000000 | TAB-GRK-VEH-378393 | Inspection of grounds vehicles for
TABWA7-PM | 22 | 6 Months - CONTRACTOR Inspection of grounds vehicles | Grounds Equipment, Building Services-WA7 | TAB-GRK | 32000000 | TAB-GRK-VEH-378399 | Inspection of grounds vehicles for
TABWA7-PM | 25 | Vehicle Weekly Inspection | TAB-Routine Work Area 7 | TAB-RTE-WA7 | 1000000 | TAB-GRK-VEH-378258 | Weekly Inspection of Vehicle for
TABWA7-PM | 25 | Vehicle Weekly Inspection | TAB-Routine Work Area 7 | TAB-RTE-WA7 | 3000000 | TAB-GRK-VEH-378322 | Weekly Inspection of Vehicle for
TABWA7-PM | 25 | Vehicle Weekly Inspection | TAB-Routine Work Area 7 | TAB-RTE-WA7 | 2000000 | TAB-GRK-VEH-378321 | Weekly Inspection of Vehicle for
TABWA7-PM | 25 | Vehicle Weekly Inspection | TAB-Routine Work Area 7 | TAB-RTE-WA7 | 5000000 | TAB-GRK-VEH-378325 | Weekly Inspection of Vehicle for
TABWA7-PM | 25 | Vehicle Weekly Inspection | TAB-Routine Work Area 7 | TAB-RTE-WA7 | 4000000 | TAB-GRK-VEH-378323 | Weekly Inspection of Vehicle for
TABWA7-PM | 25 | Vehicle Weekly Inspection | TAB-Routine Work Area 7 | TAB-RTE-WA7 | 6000000 | TAB-GRK-VEH-378313 | Weekly Inspection of Vehicle for
TABWA7-PM | 25 | Vehicle Weekly Inspection | TAB-Routine Work Area 7 | TAB-RTE-WA7 | 9000000 | TAB-GRK-VEH-378393 | Weekly Inspection of Vehicle for
TABWA7-PM | 25 | Vehicle Weekly Inspection | TAB-Routine Work Area 7 | TAB-RTE-WA7 | 7000000 | TAB-GRK-VEH-378331 | Weekly Inspection of Vehicle for
TABWA7-PM | 25 | Vehicle Weekly Inspection | TAB-Routine Work Area 7 | TAB-RTE-WA7 | 8000000 | TAB-GRK-VEH-378323 | Weekly Inspection of Vehicle for
TABWA7-PM | 38 | Annual Water Leaking Testing | Building Services,---- Every thing | TAB-GRK-BLD-0001 | 2000000 | TAB-STW-V-1001 | Perform Leaking Test for
TABWA7-PM | 38 | Annual Water Leaking Testing | Building Services,---- Every thing | TAB-GRK-BLD-0001 | 1000000 | TAB-STW-V-1000 | Perform Leaking Test for
TABWA7-SQ | 5 | First Aid Kit Inspections -WA7- Quarterly (Legislative) | TAB-Routine Work Area 7 | TAB-RTE-WA7 | 2000000 | TAB-MCS-SQ-9112 | First Aid Kit InspectionQuarterly for
TABWA7-SQ | 5 | First Aid Kit Inspections -WA7- Quarterly (Legislative) | TAB-Routine Work Area 7 | TAB-RTE-WA7 | 1000000 | TAB-MCS-SQ-9111 | First Aid Kit InspectionQuarterly for
TABWA7-SQ | 5 | First Aid Kit Inspections -WA7- Quarterly (Legislative) | TAB-Routine Work Area 7 | TAB-RTE-WA7 | 4000000 | TAB-MCS-SQ-9115 | First Aid Kit InspectionQuarterly for
TABWA7-SQ | 5 | First Aid Kit Inspections -WA7- Quarterly (Legislative) | TAB-Routine Work Area 7 | TAB-RTE-WA7 | 3000000 | TAB-MCS-SQ-9113 | First Aid Kit InspectionQuarterly for
TABWA7-SQ | 5 | First Aid Kit Inspections -WA7- Quarterly (Legislative) | TAB-Routine Work Area 7 | TAB-RTE-WA7 | 5000000 | TAB-MCS-SQ-9116 | First Aid Kit InspectionQuarterly for
TABWA7-SQ | 8 | Safety Emergency Spill Kit Inventory Inspection (WA7)- 3 Months | TAB-Routine Work Area 7 | TAB-RTE-WA7 | 2000000 | TAB-EL1-SQ-0001 | Inspect Emergency Spill Kit Inventory for
TABWA7-SQ | 8 | Safety Emergency Spill Kit Inventory Inspection (WA7)- 3 Months | TAB-Routine Work Area 7 | TAB-RTE-WA7 | 1000000 | TAB-WA7-SQ-2072 | Inspect Emergency Spill Kit Inventory for
TABWA7-SQ | 8 | Safety Emergency Spill Kit Inventory Inspection (WA7)- 3 Months | TAB-Routine Work Area 7 | TAB-RTE-WA7 | 3000000 | TAB-EL1-SQ-0002 | Inspect Emergency Spill Kit Inventory for
TABWA7-SQ | 8 | Safety Emergency Spill Kit Inventory Inspection (WA7)- 3 Months | TAB-Routine Work Area 7 | TAB-RTE-WA7 | 5000000 | TAB-EL1-SQ-6260 | Inspect Emergency Spill Kit Inventory for
TABWA7-SQ | 8 | Safety Emergency Spill Kit Inventory Inspection (WA7)- 3 Months | TAB-Routine Work Area 7 | TAB-RTE-WA7 | 4000000 | TAB-EL1-SQ-6110 | Inspect Emergency Spill Kit Inventory for
TABWA7-SQ | 8 | Safety Emergency Spill Kit Inventory Inspection (WA7)- 3 Months | TAB-Routine Work Area 7 | TAB-RTE-WA7 | 6000000 | TAB-EL1-SQ-6320 | Inspect Emergency Spill Kit Inventory for
TABWA7-SQ | 8 | Safety Emergency Spill Kit Inventory Inspection (WA7)- 3 Months | TAB-Routine Work Area 7 | TAB-RTE-WA7 | 10000000 | TAB-EL2-SQ-6120 | Inspect Emergency Spill Kit Inventory for
TABWA7-SQ | 8 | Safety Emergency Spill Kit Inventory Inspection (WA7)- 3 Months | TAB-Routine Work Area 7 | TAB-RTE-WA7 | 7000000 | TAB-EL1-SQ-6530 | Inspect Emergency Spill Kit Inventory for
TABWA7-SQ | 8 | Safety Emergency Spill Kit Inventory Inspection (WA7)- 3 Months | TAB-Routine Work Area 7 | TAB-RTE-WA7 | 13000000 | TAB-EL3-SQ-6240 | Inspect Emergency Spill Kit Inventory for
TABWA7-SQ | 8 | Safety Emergency Spill Kit Inventory Inspection (WA7)- 3 Months | TAB-Routine Work Area 7 | TAB-RTE-WA7 | 8000000 | TAB-EL1-SQ-6650 | Inspect Emergency Spill Kit Inventory for
TABWA7-SQ | 8 | Safety Emergency Spill Kit Inventory Inspection (WA7)- 3 Months | TAB-Routine Work Area 7 | TAB-RTE-WA7 | 14000000 | TAB-WA1-SQ-2034 | Inspect Emergency Spill Kit Inventory for
TABWA7-SQ | 8 | Safety Emergency Spill Kit Inventory Inspection (WA7)- 3 Months | TAB-Routine Work Area 7 | TAB-RTE-WA7 | 9000000 | TAB-EL2-SQ-6110 | Inspect Emergency Spill Kit Inventory for
TABWA7-SQ | 8 | Safety Emergency Spill Kit Inventory Inspection (WA7)- 3 Months | TAB-Routine Work Area 7 | TAB-RTE-WA7 | 15000000 | TAB-WA1-SQ-2035 | Inspect Emergency Spill Kit Inventory for
TABWA7-SQ | 8 | Safety Emergency Spill Kit Inventory Inspection (WA7)- 3 Months | TAB-Routine Work Area 7 | TAB-RTE-WA7 | 11000000 | TAB-EL3-SQ-6130 | Inspect Emergency Spill Kit Inventory for
TABWA7-SQ | 8 | Safety Emergency Spill Kit Inventory Inspection (WA7)- 3 Months | TAB-Routine Work Area 7 | TAB-RTE-WA7 | 17000000 | TAB-WA1-SQ-2037 | Inspect Emergency Spill Kit Inventory for
TABWA7-SQ | 8 | Safety Emergency Spill Kit Inventory Inspection (WA7)- 3 Months | TAB-Routine Work Area 7 | TAB-RTE-WA7 | 12000000 | TAB-EL3-SQ-6220 | Inspect Emergency Spill Kit Inventory for
TABWA7-SQ | 8 | Safety Emergency Spill Kit Inventory Inspection (WA7)- 3 Months | TAB-Routine Work Area 7 | TAB-RTE-WA7 | 19000000 | TAB-WA2-SQ-2020 | Inspect Emergency Spill Kit Inventory for
TABWA7-SQ | 8 | Safety Emergency Spill Kit Inventory Inspection (WA7)- 3 Months | TAB-Routine Work Area 7 | TAB-RTE-WA7 | 16000000 | TAB-WA1-SQ-2036 | Inspect Emergency Spill Kit Inventory for
TABWA7-SQ | 8 | Safety Emergency Spill Kit Inventory Inspection (WA7)- 3 Months | TAB-Routine Work Area 7 | TAB-RTE-WA7 | 20000000 | TAB-WA2-SQ-2023 | Inspect Emergency Spill Kit Inventory for
TABWA7-SQ | 8 | Safety Emergency Spill Kit Inventory Inspection (WA7)- 3 Months | TAB-Routine Work Area 7 | TAB-RTE-WA7 | 18000000 | TAB-WA1-SQ-2038 | Inspect Emergency Spill Kit Inventory for
TABWA7-SQ | 8 | Safety Emergency Spill Kit Inventory Inspection (WA7)- 3 Months | TAB-Routine Work Area 7 | TAB-RTE-WA7 | 22000000 | TAB-WA2-SQ-2025 | Inspect Emergency Spill Kit Inventory for
TABWA7-SQ | 8 | Safety Emergency Spill Kit Inventory Inspection (WA7)- 3 Months | TAB-Routine Work Area 7 | TAB-RTE-WA7 | 21000000 | TAB-WA2-SQ-2024 | Inspect Emergency Spill Kit Inventory for
TABWA7-SQ | 8 | Safety Emergency Spill Kit Inventory Inspection (WA7)- 3 Months | TAB-Routine Work Area 7 | TAB-RTE-WA7 | 23000000 | TAB-WA2-SQ-2026 | Inspect Emergency Spill Kit Inventory for
TABWA7-SQ | 8 | Safety Emergency Spill Kit Inventory Inspection (WA7)- 3 Months | TAB-Routine Work Area 7 | TAB-RTE-WA7 | 24000000 | TAB-WA3-SQ-2033 | Inspect Emergency Spill Kit Inventory for
TABWA7-SQ | 8 | Safety Emergency Spill Kit Inventory Inspection (WA7)- 3 Months | TAB-Routine Work Area 7 | TAB-RTE-WA7 | 25000000 | TAB-WA3-SQ-0231 | Inspect Emergency Spill Kit Inventory for
TABWA7-SQ | 8 | Safety Emergency Spill Kit Inventory Inspection (WA7)- 3 Months | TAB-Routine Work Area 7 | TAB-RTE-WA7 | 26000000 | TAB-WA3-SQ-0232 | Inspect Emergency Spill Kit Inventory for
TABWA7-SQ | 8 | Safety Emergency Spill Kit Inventory Inspection (WA7)- 3 Months | TAB-Routine Work Area 7 | TAB-RTE-WA7 | 27000000 | TAB-WA5-SQ-2043 | Inspect Emergency Spill Kit Inventory for
TABWA7-SQ | 8 | Safety Emergency Spill Kit Inventory Inspection (WA7)- 3 Months | TAB-Routine Work Area 7 | TAB-RTE-WA7 | 29000000 | TAB-WA5-SQ-2045 | Inspect Emergency Spill Kit Inventory for
TABWA7-SQ | 8 | Safety Emergency Spill Kit Inventory Inspection (WA7)- 3 Months | TAB-Routine Work Area 7 | TAB-RTE-WA7 | 28000000 | TAB-WA5-SQ-2044 | Inspect Emergency Spill Kit Inventory for
TABWA7-SQ | 8 | Safety Emergency Spill Kit Inventory Inspection (WA7)- 3 Months | TAB-Routine Work Area 7 | TAB-RTE-WA7 | 30000000 | TAB-WA7-SQ-2070 | Inspect Emergency Spill Kit Inventory for
TABWA7-SQ | 8 | Safety Emergency Spill Kit Inventory Inspection (WA7)- 3 Months | TAB-Routine Work Area 7 | TAB-RTE-WA7 | 31000000 | TAB-WA8-SQ-0281 | Inspect Emergency Spill Kit Inventory for
TABWA7-SQ | 8 | Safety Emergency Spill Kit Inventory Inspection (WA7)- 3 Months | TAB-Routine Work Area 7 | TAB-RTE-WA7 | 32000000 | TAB-WA4-SQ-2039 | Inspect Emergency Spill Kit Inventory for
TABWA7-SQ | 8 | Safety Emergency Spill Kit Inventory Inspection (WA7)- 3 Months | TAB-Routine Work Area 7 | TAB-RTE-WA7 | 33000000 | TAB-EL1-SQ-6540 | Inspect Emergency Spill Kit Inventory for
TABWA7-SQ | 9 | Fire Hydrant Annual Inspection (Legislative) City Water | TAB-Routine Work Area 7 | TAB-RTE-WA7 | 1000000 | TAB-CW-FE-2019 | Fire Hydrant annual Inspection for
TABWA7-SQ | 9 | Fire Hydrant Annual Inspection (Legislative) City Water | TAB-Routine Work Area 7 | TAB-RTE-WA7 | 2000000 | TAB-CW-FE-2021 | Fire Hydrant annual Inspection for
TABWA7-SQ | 9 | Fire Hydrant Annual Inspection (Legislative) City Water | TAB-Routine Work Area 7 | TAB-RTE-WA7 | 3000000 | TAB-CW-FE-2022 | Fire Hydrant annual Inspection for
TABWA7-SQ | 9 | Fire Hydrant Annual Inspection (Legislative) City Water | TAB-Routine Work Area 7 | TAB-RTE-WA7 | 4000000 | TAB-CW-FE-2023 | Fire Hydrant annual Inspection for
TABWA7-SQ | 9 | Fire Hydrant Annual Inspection (Legislative) City Water | TAB-Routine Work Area 7 | TAB-RTE-WA7 | 9000000 | TAB-CW-FE-2029 | Fire Hydrant annual Inspection for
TABWA7-SQ | 9 | Fire Hydrant Annual Inspection (Legislative) City Water | TAB-Routine Work Area 7 | TAB-RTE-WA7 | 5000000 | TAB-CW-FE-2025 | Fire Hydrant annual Inspection for
TABWA7-SQ | 9 | Fire Hydrant Annual Inspection (Legislative) City Water | TAB-Routine Work Area 7 | TAB-RTE-WA7 | 13000000 | TAB-CW-FE-2033 | Fire Hydrant annual Inspection for
TABWA7-SQ | 9 | Fire Hydrant Annual Inspection (Legislative) City Water | TAB-Routine Work Area 7 | TAB-RTE-WA7 | 6000000 | TAB-CW-FE-2026 | Fire Hydrant annual Inspection for
TABWA7-SQ | 9 | Fire Hydrant Annual Inspection (Legislative) City Water | TAB-Routine Work Area 7 | TAB-RTE-WA7 | 14000000 | TAB-CW-FE-2034 | Fire Hydrant annual Inspection for
TABWA7-SQ | 9 | Fire Hydrant Annual Inspection (Legislative) City Water | TAB-Routine Work Area 7 | TAB-RTE-WA7 | 7000000 | TAB-CW-FE-2027 | Fire Hydrant annual Inspection for
TABWA7-SQ | 9 | Fire Hydrant Annual Inspection (Legislative) City Water | TAB-Routine Work Area 7 | TAB-RTE-WA7 | 15000000 | TAB-CW-FE-2035 | Fire Hydrant annual Inspection for
TABWA7-SQ | 9 | Fire Hydrant Annual Inspection (Legislative) City Water | TAB-Routine Work Area 7 | TAB-RTE-WA7 | 8000000 | TAB-CW-FE-2028 | Fire Hydrant annual Inspection for
TABWA7-SQ | 9 | Fire Hydrant Annual Inspection (Legislative) City Water | TAB-Routine Work Area 7 | TAB-RTE-WA7 | 16000000 | TAB-CW-FE-2036 | Fire Hydrant annual Inspection for
TABWA7-SQ | 9 | Fire Hydrant Annual Inspection (Legislative) City Water | TAB-Routine Work Area 7 | TAB-RTE-WA7 | 10000000 | TAB-CW-FE-2030 | Fire Hydrant annual Inspection for
TABWA7-SQ | 9 | Fire Hydrant Annual Inspection (Legislative) City Water | TAB-Routine Work Area 7 | TAB-RTE-WA7 | 20000000 | TAB-CW-FE-2040 | Fire Hydrant annual Inspection for
TABWA7-SQ | 9 | Fire Hydrant Annual Inspection (Legislative) City Water | TAB-Routine Work Area 7 | TAB-RTE-WA7 | 11000000 | TAB-CW-FE-2031 | Fire Hydrant annual Inspection for
TABWA7-SQ | 9 | Fire Hydrant Annual Inspection (Legislative) City Water | TAB-Routine Work Area 7 | TAB-RTE-WA7 | 21000000 | TAB-CW-FE-2041 | Fire Hydrant annual Inspection for
TABWA7-SQ | 9 | Fire Hydrant Annual Inspection (Legislative) City Water | TAB-Routine Work Area 7 | TAB-RTE-WA7 | 12000000 | TAB-CW-FE-2032 | Fire Hydrant annual Inspection for
TABWA7-SQ | 9 | Fire Hydrant Annual Inspection (Legislative) City Water | TAB-Routine Work Area 7 | TAB-RTE-WA7 | 22000000 | TAB-CW-FE-2042 | Fire Hydrant annual Inspection for
TABWA7-SQ | 9 | Fire Hydrant Annual Inspection (Legislative) City Water | TAB-Routine Work Area 7 | TAB-RTE-WA7 | 17000000 | TAB-CW-FE-2037 | Fire Hydrant annual Inspection for
TABWA7-SQ | 9 | Fire Hydrant Annual Inspection (Legislative) City Water | TAB-Routine Work Area 7 | TAB-RTE-WA7 | 23000000 | TAB-CW-FE-2043 | Fire Hydrant annual Inspection for
TABWA7-SQ | 9 | Fire Hydrant Annual Inspection (Legislative) City Water | TAB-Routine Work Area 7 | TAB-RTE-WA7 | 18000000 | TAB-CW-FE-2038 | Fire Hydrant annual Inspection for
TABWA7-SQ | 9 | Fire Hydrant Annual Inspection (Legislative) City Water | TAB-Routine Work Area 7 | TAB-RTE-WA7 | 25000000 | TAB-CW-FE-2047 | Fire Hydrant annual Inspection for
TABWA7-SQ | 9 | Fire Hydrant Annual Inspection (Legislative) City Water | TAB-Routine Work Area 7 | TAB-RTE-WA7 | 19000000 | TAB-CW-FE-2039 | Fire Hydrant annual Inspection for
TABWA7-SQ | 9 | Fire Hydrant Annual Inspection (Legislative) City Water | TAB-Routine Work Area 7 | TAB-RTE-WA7 | 26000000 | TAB-CW-FE-2048 | Fire Hydrant annual Inspection for
TABWA7-SQ | 9 | Fire Hydrant Annual Inspection (Legislative) City Water | TAB-Routine Work Area 7 | TAB-RTE-WA7 | 24000000 | TAB-CW-FE-2044 | Fire Hydrant annual Inspection for
TABWA7-SQ | 9 | Fire Hydrant Annual Inspection (Legislative) City Water | TAB-Routine Work Area 7 | TAB-RTE-WA7 | 27000000 | TAB-CW-FE-2049 | Fire Hydrant annual Inspection for
TABWA7-SQ | 9 | Fire Hydrant Annual Inspection (Legislative) City Water | TAB-Routine Work Area 7 | TAB-RTE-WA7 | 28000000 | TAB-CW-FE-2050 | Fire Hydrant annual Inspection for
TABWA7-SQ | 9 | Fire Hydrant Annual Inspection (Legislative) City Water | TAB-Routine Work Area 7 | TAB-RTE-WA7 | 29000000 | TAB-CW-FE-2051 | Fire Hydrant annual Inspection for
TABWA7-SQ | 9 | Fire Hydrant Annual Inspection (Legislative) City Water | TAB-Routine Work Area 7 | TAB-RTE-WA7 | 30000000 | TAB-CW-FE-2052 | Fire Hydrant annual Inspection for
TABWA7-SQ | 10 | Fire Hydrant Annual Inspection (Legislative) - Plant Water | TAB-Routine Work Area 7 | TAB-RTE-WA7 | 6000000 | TAB-PWA-FE-0978 | Fire Hydrant annual Inspection for
TABWA7-SQ | 10 | Fire Hydrant Annual Inspection (Legislative) - Plant Water | TAB-Routine Work Area 7 | TAB-RTE-WA7 | 1000000 | TAB-PWA-FE-0042 | Fire Hydrant annual Inspection for
TABWA7-SQ | 10 | Fire Hydrant Annual Inspection (Legislative) - Plant Water | TAB-Routine Work Area 7 | TAB-RTE-WA7 | 8000000 | TAB-PWA-FE-1305 | Fire Hydrant annual Inspection for
TABWA7-SQ | 10 | Fire Hydrant Annual Inspection (Legislative) - Plant Water | TAB-Routine Work Area 7 | TAB-RTE-WA7 | 2000000 | TAB-PWA-V-0216 | Fire Hydrant annual Inspection for
TABWA7-SQ | 10 | Fire Hydrant Annual Inspection (Legislative) - Plant Water | TAB-Routine Work Area 7 | TAB-RTE-WA7 | 11000000 | TAB-PWA-FE-1308 | Fire Hydrant annual Inspection for
TABWA7-SQ | 10 | Fire Hydrant Annual Inspection (Legislative) - Plant Water | TAB-Routine Work Area 7 | TAB-RTE-WA7 | 3000000 | TAB-PWA-FE-0673 | Fire Hydrant annual Inspection for
TABWA7-SQ | 10 | Fire Hydrant Annual Inspection (Legislative) - Plant Water | TAB-Routine Work Area 7 | TAB-RTE-WA7 | 13000000 | TAB-PWA-FE-1310 | Fire Hydrant annual Inspection for
TABWA7-SQ | 10 | Fire Hydrant Annual Inspection (Legislative) - Plant Water | TAB-Routine Work Area 7 | TAB-RTE-WA7 | 4000000 | TAB-PWA-FE-0676 | Fire Hydrant annual Inspection for
TABWA7-SQ | 10 | Fire Hydrant Annual Inspection (Legislative) - Plant Water | TAB-Routine Work Area 7 | TAB-RTE-WA7 | 14000000 | TAB-PWA-FE-1311 | Fire Hydrant annual Inspection for
TABWA7-SQ | 10 | Fire Hydrant Annual Inspection (Legislative) - Plant Water | TAB-Routine Work Area 7 | TAB-RTE-WA7 | 5000000 | TAB-PWA-FE-0678 | Fire Hydrant annual Inspection for
TABWA7-SQ | 10 | Fire Hydrant Annual Inspection (Legislative) - Plant Water | TAB-Routine Work Area 7 | TAB-RTE-WA7 | 16000000 | TAB-PWA-FE-1313 | Fire Hydrant annual Inspection for
TABWA7-SQ | 10 | Fire Hydrant Annual Inspection (Legislative) - Plant Water | TAB-Routine Work Area 7 | TAB-RTE-WA7 | 7000000 | TAB-PWA-FE-1217 | Fire Hydrant annual Inspection for
TABWA7-SQ | 10 | Fire Hydrant Annual Inspection (Legislative) - Plant Water | TAB-Routine Work Area 7 | TAB-RTE-WA7 | 19000000 | TAB-PWA-FE-1316 | Fire Hydrant annual Inspection for
TABWA7-SQ | 10 | Fire Hydrant Annual Inspection (Legislative) - Plant Water | TAB-Routine Work Area 7 | TAB-RTE-WA7 | 9000000 | TAB-PWA-FE-1306 | Fire Hydrant annual Inspection for
TABWA7-SQ | 10 | Fire Hydrant Annual Inspection (Legislative) - Plant Water | TAB-Routine Work Area 7 | TAB-RTE-WA7 | 21000000 | TAB-PWA-FE-1318 | Fire Hydrant annual Inspection for
TABWA7-SQ | 10 | Fire Hydrant Annual Inspection (Legislative) - Plant Water | TAB-Routine Work Area 7 | TAB-RTE-WA7 | 10000000 | TAB-PWA-FE-1307 | Fire Hydrant annual Inspection for
TABWA7-SQ | 10 | Fire Hydrant Annual Inspection (Legislative) - Plant Water | TAB-Routine Work Area 7 | TAB-RTE-WA7 | 22000000 | TAB-PWA-FE-1319 | Fire Hydrant annual Inspection for
TABWA7-SQ | 10 | Fire Hydrant Annual Inspection (Legislative) - Plant Water | TAB-Routine Work Area 7 | TAB-RTE-WA7 | 12000000 | TAB-PWA-FE-1309 | Fire Hydrant annual Inspection for
TABWA7-SQ | 10 | Fire Hydrant Annual Inspection (Legislative) - Plant Water | TAB-Routine Work Area 7 | TAB-RTE-WA7 | 23000000 | TAB-PWA-FE-1320 | Fire Hydrant annual Inspection for
TABWA7-SQ | 10 | Fire Hydrant Annual Inspection (Legislative) - Plant Water | TAB-Routine Work Area 7 | TAB-RTE-WA7 | 15000000 | TAB-PWA-FE-1312 | Fire Hydrant annual Inspection for
TABWA7-SQ | 10 | Fire Hydrant Annual Inspection (Legislative) - Plant Water | TAB-Routine Work Area 7 | TAB-RTE-WA7 | 24000000 | TAB-PWA-FE-1321 | Fire Hydrant annual Inspection for
TABWA7-SQ | 10 | Fire Hydrant Annual Inspection (Legislative) - Plant Water | TAB-Routine Work Area 7 | TAB-RTE-WA7 | 17000000 | TAB-PWA-FE-1314 | Fire Hydrant annual Inspection for
TABWA7-SQ | 10 | Fire Hydrant Annual Inspection (Legislative) - Plant Water | TAB-Routine Work Area 7 | TAB-RTE-WA7 | 25000000 | TAB-PWA-FE-1322 | Fire Hydrant annual Inspection for
TABWA7-SQ | 10 | Fire Hydrant Annual Inspection (Legislative) - Plant Water | TAB-Routine Work Area 7 | TAB-RTE-WA7 | 18000000 | TAB-PWA-FE-1315 | Fire Hydrant annual Inspection for
TABWA7-SQ | 10 | Fire Hydrant Annual Inspection (Legislative) - Plant Water | TAB-Routine Work Area 7 | TAB-RTE-WA7 | 29000000 | TAB-PWA-FE-1701 | Fire Hydrant annual Inspection for
TABWA7-SQ | 10 | Fire Hydrant Annual Inspection (Legislative) - Plant Water | TAB-Routine Work Area 7 | TAB-RTE-WA7 | 20000000 | TAB-PWA-FE-1317 | Fire Hydrant annual Inspection for
TABWA7-SQ | 10 | Fire Hydrant Annual Inspection (Legislative) - Plant Water | TAB-Routine Work Area 7 | TAB-RTE-WA7 | 30000000 | TAB-PWA-FE-1702 | Fire Hydrant annual Inspection for
TABWA7-SQ | 10 | Fire Hydrant Annual Inspection (Legislative) - Plant Water | TAB-Routine Work Area 7 | TAB-RTE-WA7 | 26000000 | TAB-PWA-FE-1323 | Fire Hydrant annual Inspection for
TABWA7-SQ | 10 | Fire Hydrant Annual Inspection (Legislative) - Plant Water | TAB-Routine Work Area 7 | TAB-RTE-WA7 | 31000000 | TAB-PWA-FE-1703 | Fire Hydrant annual Inspection for
TABWA7-SQ | 10 | Fire Hydrant Annual Inspection (Legislative) - Plant Water | TAB-Routine Work Area 7 | TAB-RTE-WA7 | 27000000 | TAB-PWA-FE-1324 | Fire Hydrant annual Inspection for
TABWA7-SQ | 10 | Fire Hydrant Annual Inspection (Legislative) - Plant Water | TAB-Routine Work Area 7 | TAB-RTE-WA7 | 35000000 | TAB-PWA-FE-1712 | Fire Hydrant annual Inspection for
TABWA7-SQ | 10 | Fire Hydrant Annual Inspection (Legislative) - Plant Water | TAB-Routine Work Area 7 | TAB-RTE-WA7 | 28000000 | TAB-PWA-FE-1325 | Fire Hydrant annual Inspection for
TABWA7-SQ | 10 | Fire Hydrant Annual Inspection (Legislative) - Plant Water | TAB-Routine Work Area 7 | TAB-RTE-WA7 | 38000000 | TAB-PWA-FE-1715 | Fire Hydrant annual Inspection for
TABWA7-SQ | 10 | Fire Hydrant Annual Inspection (Legislative) - Plant Water | TAB-Routine Work Area 7 | TAB-RTE-WA7 | 32000000 | TAB-PWA-FE-1704 | Fire Hydrant annual Inspection for
TABWA7-SQ | 10 | Fire Hydrant Annual Inspection (Legislative) - Plant Water | TAB-Routine Work Area 7 | TAB-RTE-WA7 | 40000000 | TAB-PWA-FE-1717 | Fire Hydrant annual Inspection for
TABWA7-SQ | 10 | Fire Hydrant Annual Inspection (Legislative) - Plant Water | TAB-Routine Work Area 7 | TAB-RTE-WA7 | 33000000 | TAB-PWA-FE-1705 | Fire Hydrant annual Inspection for
TABWA7-SQ | 10 | Fire Hydrant Annual Inspection (Legislative) - Plant Water | TAB-Routine Work Area 7 | TAB-RTE-WA7 | 42000000 | TAB-PWA-FE-1719 | Fire Hydrant annual Inspection for
TABWA7-SQ | 10 | Fire Hydrant Annual Inspection (Legislative) - Plant Water | TAB-Routine Work Area 7 | TAB-RTE-WA7 | 34000000 | TAB-PWA-FE-1706 | Fire Hydrant annual Inspection for
TABWA7-SQ | 10 | Fire Hydrant Annual Inspection (Legislative) - Plant Water | TAB-Routine Work Area 7 | TAB-RTE-WA7 | 36000000 | TAB-PWA-FE-1713 | Fire Hydrant annual Inspection for
TABWA7-SQ | 10 | Fire Hydrant Annual Inspection (Legislative) - Plant Water | TAB-Routine Work Area 7 | TAB-RTE-WA7 | 37000000 | TAB-PWA-FE-1714 | Fire Hydrant annual Inspection for
TABWA7-SQ | 10 | Fire Hydrant Annual Inspection (Legislative) - Plant Water | TAB-Routine Work Area 7 | TAB-RTE-WA7 | 39000000 | TAB-PWA-FE-1716 | Fire Hydrant annual Inspection for
TABWA7-SQ | 10 | Fire Hydrant Annual Inspection (Legislative) - Plant Water | TAB-Routine Work Area 7 | TAB-RTE-WA7 | 41000000 | TAB-PWA-FE-1718 | Fire Hydrant annual Inspection for
TABWA7-SQ | 11 | Eye Wash station Inspection- Weekly (Legislative) | TAB-Routine Work Area 7 | TAB-RTE-WA7 | 2000000 | TAB-CW-SQ-0402 | Eye Wash station Inspection Weekly for
TABWA7-SQ | 11 | Eye Wash station Inspection- Weekly (Legislative) | TAB-Routine Work Area 7 | TAB-RTE-WA7 | 3000000 | TAB-CW-SQ-0405 | Eye Wash station Inspection Weekly for
TABWA7-SQ | 11 | Eye Wash station Inspection- Weekly (Legislative) | TAB-Routine Work Area 7 | TAB-RTE-WA7 | 4000000 | TAB-CW-SQ-0406 | Eye Wash station Inspection Weekly for
TABWA7-SQ | 20 | Calibration and Recertification of the Portable Gas Detectors-MSA -6 Months | TAB-Routine Work Area 7 | TAB-RTE-WA7 | 2000000 | TAB-WA7-AM-0778 | Calibration and Recertification of the Portable Gas DetectorsMSA 6 Months
TABWA7-SQ | 20 | Calibration and Recertification of the Portable Gas Detectors-MSA -6 Months | TAB-Routine Work Area 7 | TAB-RTE-WA7 | 1000000 | TAB-WA7-AM-0753 | Calibration and Recertification of the Portable Gas DetectorsMSA 6 Months
TABWA7-SQ | 20 | Calibration and Recertification of the Portable Gas Detectors-MSA -6 Months | TAB-Routine Work Area 7 | TAB-RTE-WA7 | 3000000 | TAB-WA7-AM-1711 | Calibration and Recertification of the Portable Gas DetectorsMSA 6 Months
TABWA7-SQ | 20 | Calibration and Recertification of the Portable Gas Detectors-MSA -6 Months | TAB-Routine Work Area 7 | TAB-RTE-WA7 | 4000000 | TAB-WA7-AM-2153 | Calibration and Recertification of the Portable Gas DetectorsMSA 6 Months
TABWA7-SQ | 22 | Legislative Yearly Elevating Platform Inspection - Contractor | Mobile Elevating Work Platform WA4 | TAB-MSC-MEWP-0001 | 4000000 | TAB-MSC-MEWP-0004 | Mobile Elevated work Platform Inspection Maintenance Annual for
TABWA7-SQ | 22 | Legislative Yearly Elevating Platform Inspection - Contractor | Mobile Elevating Work Platform WA4 | TAB-MSC-MEWP-0001 | 1000000 | TAB-MSC-MEWP-0001 | Mobile Elevated work Platform Inspection Maintenance Annual for
TABWA7-SQ | 22 | Legislative Yearly Elevating Platform Inspection - Contractor | Mobile Elevating Work Platform WA4 | TAB-MSC-MEWP-0001 | 5000000 | TAB-MSC-MEWP-0005 | Mobile Elevated work Platform Inspection Maintenance Annual for
TABWA7-SQ | 22 | Legislative Yearly Elevating Platform Inspection - Contractor | Mobile Elevating Work Platform WA4 | TAB-MSC-MEWP-0001 | 2000000 | TAB-MSC-MEWP-0002 | Mobile Elevated work Platform Inspection Maintenance Annual for
TABWA7-SQ | 22 | Legislative Yearly Elevating Platform Inspection - Contractor | Mobile Elevating Work Platform WA4 | TAB-MSC-MEWP-0001 | 6000000 | TAB-MSC-MEWP-0006 | Mobile Elevated work Platform Inspection Maintenance Annual for
TABWA7-SQ | 22 | Legislative Yearly Elevating Platform Inspection - Contractor | Mobile Elevating Work Platform WA4 | TAB-MSC-MEWP-0001 | 3000000 | TAB-MSC-MEWP-0003 | Mobile Elevated work Platform Inspection Maintenance Annual for
TABWA8-PM | 7 | Vehicle Weekly Inspection (SOL) | TAB-Routine Work Area 8 | TAB-RTE-WA8 | 1000000 | TAB-GRK-VEH-378294 | Weekly Inspection of Vehicle for
TABWA8-PM | 7 | Vehicle Weekly Inspection (SOL) | TAB-Routine Work Area 8 | TAB-RTE-WA8 | 2000000 | TAB-GRK-VEH-378295 | Weekly Inspection of Vehicle for
TABWA8-PM | 12 | Test and check the UPS for RPU (Liquids)- Quarterly | TAB-Routine Work Area 8 | TAB-RTE-WA8 | 1000000 | TAB-EL1-UPS-0327 | Test and check the UPS for RPU Quarterly for
TABWA8-PM | 12 | Test and check the UPS for RPU (Liquids)- Quarterly | TAB-Routine Work Area 8 | TAB-RTE-WA8 | 2000000 | TAB-EL1-UPS-0840 | Test and check the UPS for RPU Quarterly for
TABWA8-SP | 1 | Verification and testing of Autosampler- Monthly Routine( Legislative) | TAB-Routine Work Area 8 | TAB-RTE-WA8 | 1000000 | TAB-STR-SP-3132 | Verification and testing of Auto Sampler for
TABWA8-SP | 1 | Verification and testing of Autosampler- Monthly Routine( Legislative) | TAB-Routine Work Area 8 | TAB-RTE-WA8 | 2000000 | TAB-STR-SP-3334 | Verification and testing of Auto Sampler for
TABWA8-SQ | 20 | Eye Wash station Inspection- Weekly (Legislative) | TAB-Routine Work Area 8 | TAB-RTE-WA8 | 1000000 | TAB-CW-SQ-0640 | Eye Wash station Inspection Weekly for
TABWA8-SQ | 20 | Eye Wash station Inspection- Weekly (Legislative) | TAB-Routine Work Area 8 | TAB-RTE-WA8 | 2000000 | TAB-SES-SQ-0660 | Eye Wash station Inspection Weekly for
TABWA8-SQ | 20 | Eye Wash station Inspection- Weekly (Legislative) | TAB-Routine Work Area 8 | TAB-RTE-WA8 | 3000000 | TAB-SES-SQ-0661 | Eye Wash station Inspection Weekly for
TABWA8-SQ | 27 | 6 Months Review of LOTO Log Book by ASPOM | TAB-Routine Work Area 8 | TAB-RTE-WA8 | 1000000 | TAB-WA8-SQ-8801 | Review of LOTO Log Book by ASPOM 2 Months for
TABWA8-SQ | 27 | 6 Months Review of LOTO Log Book by ASPOM | TAB-Routine Work Area 8 | TAB-RTE-WA8 | 2000000 | TAB-WA8-SQ-8802 | Review of LOTO Log Book by ASPOM 2 Months for
TABWA8-SQ | 27 | 6 Months Review of LOTO Log Book by ASPOM | TAB-Routine Work Area 8 | TAB-RTE-WA8 | 3000000 | TAB-WA8-SQ-8803 | Review of LOTO Log Book by ASPOM 2 Months for
TABWA8-SQ | 27 | 6 Months Review of LOTO Log Book by ASPOM | TAB-Routine Work Area 8 | TAB-RTE-WA8 | 4000000 | TAB-WA8-SQ-8804 | Review of LOTO Log Book by ASPOM 2 Months for
TABWA8-SQ | 28 | First Aid Kit Inspections -WA8 - Quarterly (Legislative) | TAB-Routine Work Area 8 | TAB-RTE-WA8 | 1000000 | TAB-ELS-SQ-6001 | First Aid Kit Inspections Quarterly Legislative FSTAID0002 for
TABWA8-SQ | 28 | First Aid Kit Inspections -WA8 - Quarterly (Legislative) | TAB-Routine Work Area 8 | TAB-RTE-WA8 | 2000000 | TAB-ELS-SQ-6002 | First Aid Kit Inspections Quarterly Legislative FSTAID0002 for
TABWA8-SQ | 28 | First Aid Kit Inspections -WA8 - Quarterly (Legislative) | TAB-Routine Work Area 8 | TAB-RTE-WA8 | 3000000 | TAB-ELS-SQ-6003 | First Aid Kit Inspections Quarterly Legislative FSTAID0002 for
TABWA8-SQ | 32 | Calibration and Recertification of the Portable Gas Detectors-MSA -6 Months | TAB-Routine Work Area 8 | TAB-RTE-WA8 | 1000000 | TAB-ELS-AM-4076 | Calibration and Recertification of the Portable Gas DetectorsMSA 6 Months
TABWA8-SQ | 32 | Calibration and Recertification of the Portable Gas Detectors-MSA -6 Months | TAB-Routine Work Area 8 | TAB-RTE-WA8 | 2000000 | TAB-ELS-AM-0412 | Calibration and Recertification of the Portable Gas DetectorsMSA 6 Months
TABWA8-SQ | 32 | Calibration and Recertification of the Portable Gas Detectors-MSA -6 Months | TAB-Routine Work Area 8 | TAB-RTE-WA8 | 4000000 | TAB-ELS-AM-5263 | Calibration and Recertification of the Portable Gas DetectorsMSA 6 Months
TABWA8-SQ | 32 | Calibration and Recertification of the Portable Gas Detectors-MSA -6 Months | TAB-Routine Work Area 8 | TAB-RTE-WA8 | 3000000 | TAB-ELS-AM-0386 | Calibration and Recertification of the Portable Gas DetectorsMSA 6 Months
TABWA8-SQ | 32 | Calibration and Recertification of the Portable Gas Detectors-MSA -6 Months | TAB-Routine Work Area 8 | TAB-RTE-WA8 | 5000000 | TAB-ELS-AM-5312 | Calibration and Recertification of the Portable Gas DetectorsMSA 6 Months
THC-BLDG | 22 | Yearly, Verify the boilers stack O2 analyzer (1EICT, 1 Millwright) | THC-Routine Inspection Work Area 4 | THC-ROUTINE WA4 | 3000000 | THC-ACC-BO-3061 | Verify the boiler stack O2 analyzer for
THC-BLDG | 22 | Yearly, Verify the boilers stack O2 analyzer (1EICT, 1 Millwright) | THC-Routine Inspection Work Area 4 | THC-ROUTINE WA4 | 1000000 | THC-ACC-BO-3041 | Verify the boiler stack O2 analyzer for
THC-BLDG | 22 | Yearly, Verify the boilers stack O2 analyzer (1EICT, 1 Millwright) | THC-Routine Inspection Work Area 4 | THC-ROUTINE WA4 | 4000000 | THC-ACC-BO-3071 | Verify the boiler stack O2 analyzer for
THC-BLDG | 22 | Yearly, Verify the boilers stack O2 analyzer (1EICT, 1 Millwright) | THC-Routine Inspection Work Area 4 | THC-ROUTINE WA4 | 2000000 | THC-ACC-BO-3051 | Verify the boiler stack O2 analyzer for
THC-BLDG | 22 | Yearly, Verify the boilers stack O2 analyzer (1EICT, 1 Millwright) | THC-Routine Inspection Work Area 4 | THC-ROUTINE WA4 | 5000000 | THC-ACC-BO-3081 | Verify the boiler stack O2 analyzer for
THC-BLDG | 23 | Yearly, Routine Verification of the temperature transmitters for Hot Water Boilers (1EICT, 1 Millwright) | THC-Routine Inspection Work Area 4 | THC-ROUTINE WA4 | 1000000 | THC-ACC-TIT-3040 | Verify the TIT for
THC-BLDG | 23 | Yearly, Routine Verification of the temperature transmitters for Hot Water Boilers (1EICT, 1 Millwright) | THC-Routine Inspection Work Area 4 | THC-ROUTINE WA4 | 3000000 | THC-ACC-TIT-3060 | Verify the TIT for
THC-BLDG | 23 | Yearly, Routine Verification of the temperature transmitters for Hot Water Boilers (1EICT, 1 Millwright) | THC-Routine Inspection Work Area 4 | THC-ROUTINE WA4 | 2000000 | THC-ACC-TIT-3050 | Verify the TIT for
THC-BLDG | 23 | Yearly, Routine Verification of the temperature transmitters for Hot Water Boilers (1EICT, 1 Millwright) | THC-Routine Inspection Work Area 4 | THC-ROUTINE WA4 | 4000000 | THC-ACC-TIT-3070 | Verify the TIT for
THC-BLDG | 23 | Yearly, Routine Verification of the temperature transmitters for Hot Water Boilers (1EICT, 1 Millwright) | THC-Routine Inspection Work Area 4 | THC-ROUTINE WA4 | 5000000 | THC-ACC-TIT-3080 | Verify the TIT for
THC-BLDG | 34 | Legislative, 6 months, Fire Hydrants Inspection (COT-Fire Safety Compliance-O.Reg 815 OFC 6.6.5.1) | Safety & Environmental Services | THC-SES | 2000000 | THC-FEQ-V-0202 | Inspection Fire Hydrant
THC-BLDG | 34 | Legislative, 6 months, Fire Hydrants Inspection (COT-Fire Safety Compliance-O.Reg 815 OFC 6.6.5.1) | Safety & Environmental Services | THC-SES | 1000000 | THC-FEQ-V-0201 | Inspection Fire Hydrant
THC-BLDG | 34 | Legislative, 6 months, Fire Hydrants Inspection (COT-Fire Safety Compliance-O.Reg 815 OFC 6.6.5.1) | Safety & Environmental Services | THC-SES | 3000000 | THC-FEQ-V-0203 | Inspection Fire Hydrant
THC-BLDG | 34 | Legislative, 6 months, Fire Hydrants Inspection (COT-Fire Safety Compliance-O.Reg 815 OFC 6.6.5.1) | Safety & Environmental Services | THC-SES | 6000000 | THC-FEQ-V-0206 | Inspection Fire Hydrant
THC-BLDG | 34 | Legislative, 6 months, Fire Hydrants Inspection (COT-Fire Safety Compliance-O.Reg 815 OFC 6.6.5.1) | Safety & Environmental Services | THC-SES | 4000000 | THC-FEQ-V-0204 | Inspection Fire Hydrant
THC-BLDG | 34 | Legislative, 6 months, Fire Hydrants Inspection (COT-Fire Safety Compliance-O.Reg 815 OFC 6.6.5.1) | Safety & Environmental Services | THC-SES | 7000000 | THC-FEQ-V-0207 | Inspection Fire Hydrant
THC-BLDG | 34 | Legislative, 6 months, Fire Hydrants Inspection (COT-Fire Safety Compliance-O.Reg 815 OFC 6.6.5.1) | Safety & Environmental Services | THC-SES | 5000000 | THC-FEQ-V-0205 | Inspection Fire Hydrant
THC-BLDG | 34 | Legislative, 6 months, Fire Hydrants Inspection (COT-Fire Safety Compliance-O.Reg 815 OFC 6.6.5.1) | Safety & Environmental Services | THC-SES | 8000000 | THC-FEQ-V-0208 | Inspection Fire Hydrant
THC-BLDG | 34 | Legislative, 6 months, Fire Hydrants Inspection (COT-Fire Safety Compliance-O.Reg 815 OFC 6.6.5.1) | Safety & Environmental Services | THC-SES | 10000000 | THC-FEQ-V-0210 | Inspection Fire Hydrant
THC-BLDG | 34 | Legislative, 6 months, Fire Hydrants Inspection (COT-Fire Safety Compliance-O.Reg 815 OFC 6.6.5.1) | Safety & Environmental Services | THC-SES | 9000000 | THC-FEQ-V-0209 | Inspection Fire Hydrant
THC-BLDG | 34 | Legislative, 6 months, Fire Hydrants Inspection (COT-Fire Safety Compliance-O.Reg 815 OFC 6.6.5.1) | Safety & Environmental Services | THC-SES | 11000000 | THC-FEQ-V-0211 | Inspection Fire Hydrant
THC-BLDG | 34 | Legislative, 6 months, Fire Hydrants Inspection (COT-Fire Safety Compliance-O.Reg 815 OFC 6.6.5.1) | Safety & Environmental Services | THC-SES | 12000000 | THC-FEQ-V-0212 | Inspection Fire Hydrant
THC-BLDG | 65 | Monthly Millwright Hot Water Tank Inspection Tasks | Headworks, New Building HVAC | THC-ACC-BLDG-0001 | 1000000 | THC-ACC-T-6006 | Inspect the domestic hot water tank for leaks damage or corrosion
THC-BLDG | 65 | Monthly Millwright Hot Water Tank Inspection Tasks | Headworks, New Building HVAC | THC-ACC-BLDG-0001 | 2000000 | THC-ACC-T-6007 | Inspect the domestic hot water tank for leaks damage or corrosion
THC-BLDG | 65 | Monthly Millwright Hot Water Tank Inspection Tasks | Headworks, New Building HVAC | THC-ACC-BLDG-0001 | 3000000 | THC-ACC-T-6008 | Inspect the domestic hot water tank for leaks damage or corrosion
THC-BLDG | 67 | Monthly EICT HVAC Inspection Tasks | Headworks, New Building HVAC | THC-ACC-BLDG-0001 | 1000000 | THC-ACC-PDIT-6003 | Inspect the pressure transmitter for debris and drain condensate
THC-BLDG | 67 | Monthly EICT HVAC Inspection Tasks | Headworks, New Building HVAC | THC-ACC-BLDG-0001 | 3000000 | THC-ACC-PDIT-6005 | Inspect the pressure transmitter for debris and drain condensate
THC-BLDG | 67 | Monthly EICT HVAC Inspection Tasks | Headworks, New Building HVAC | THC-ACC-BLDG-0001 | 2000000 | THC-ACC-PDIT-6004 | Inspect the pressure transmitter for debris and drain condensate
THC-BLDG | 67 | Monthly EICT HVAC Inspection Tasks | Headworks, New Building HVAC | THC-ACC-BLDG-0001 | 5000000 | THC-ACC-PDIT-6008 | Inspect the pressure transmitter for debris and drain condensate
THC-BLDG | 67 | Monthly EICT HVAC Inspection Tasks | Headworks, New Building HVAC | THC-ACC-BLDG-0001 | 4000000 | THC-ACC-PDIT-6006 | Inspect the pressure transmitter for debris and drain condensate
THC-BLDG | 67 | Monthly EICT HVAC Inspection Tasks | Headworks, New Building HVAC | THC-ACC-BLDG-0001 | 8000000 | THC-ACC-PDIT-6201 | Inspect the pressure transmitter for debris and drain condensate
THC-BLDG | 67 | Monthly EICT HVAC Inspection Tasks | Headworks, New Building HVAC | THC-ACC-BLDG-0001 | 6000000 | THC-ACC-PDIT-6101 | Inspect the pressure transmitter for debris and drain condensate
THC-BLDG | 67 | Monthly EICT HVAC Inspection Tasks | Headworks, New Building HVAC | THC-ACC-BLDG-0001 | 9000000 | THC-ACC-PDIT-6202 | Inspect the pressure transmitter for debris and drain condensate
THC-BLDG | 67 | Monthly EICT HVAC Inspection Tasks | Headworks, New Building HVAC | THC-ACC-BLDG-0001 | 7000000 | THC-ACC-PDIT-6102 | Inspect the pressure transmitter for debris and drain condensate
THC-BLDG | 67 | Monthly EICT HVAC Inspection Tasks | Headworks, New Building HVAC | THC-ACC-BLDG-0001 | 10000000 | THC-ACC-PDIT-6301 | Inspect the pressure transmitter for debris and drain condensate
THC-BLDG | 67 | Monthly EICT HVAC Inspection Tasks | Headworks, New Building HVAC | THC-ACC-BLDG-0001 | 15000000 | THC-ACC-PDIT-6502 | Inspect the pressure transmitter for debris and drain condensate
THC-BLDG | 67 | Monthly EICT HVAC Inspection Tasks | Headworks, New Building HVAC | THC-ACC-BLDG-0001 | 11000000 | THC-ACC-PDIT-6302 | Inspect the pressure transmitter for debris and drain condensate
THC-BLDG | 67 | Monthly EICT HVAC Inspection Tasks | Headworks, New Building HVAC | THC-ACC-BLDG-0001 | 16000000 | THC-ACC-PDIT-6291 | Inspect the pressure transmitter for debris and drain condensate
THC-BLDG | 67 | Monthly EICT HVAC Inspection Tasks | Headworks, New Building HVAC | THC-ACC-BLDG-0001 | 12000000 | THC-ACC-PDIT-6401 | Inspect the pressure transmitter for debris and drain condensate
THC-BLDG | 67 | Monthly EICT HVAC Inspection Tasks | Headworks, New Building HVAC | THC-ACC-BLDG-0001 | 17000000 | THC-ACC-PDIT-6591 | Inspect the pressure transmitter for debris and drain condensate
THC-BLDG | 67 | Monthly EICT HVAC Inspection Tasks | Headworks, New Building HVAC | THC-ACC-BLDG-0001 | 13000000 | THC-ACC-PDIT-6402 | Inspect the pressure transmitter for debris and drain condensate
THC-BLDG | 67 | Monthly EICT HVAC Inspection Tasks | Headworks, New Building HVAC | THC-ACC-BLDG-0001 | 14000000 | THC-ACC-PDIT-6501 | Inspect the pressure transmitter for debris and drain condensate
THC-BLDG | 72 | LEGISLATED! 3 Months Contractor Nitrogen Gas Detection Verification Testing Tasks (CR#00953-THC) | Panel, Gas Monitoring, Headworks | THC-PLT-ANL-0200 | 2000000 | THC-PLT-AIT-0204 | Verification check of the Nitrogen Dioxide gas detectorBump Test
THC-BLDG | 72 | LEGISLATED! 3 Months Contractor Nitrogen Gas Detection Verification Testing Tasks (CR#00953-THC) | Panel, Gas Monitoring, Headworks | THC-PLT-ANL-0200 | 1000000 | THC-PLT-AIT-0202 | Verification check of the Nitrogen Dioxide gas detectorBump Test
THC-BLDG | 72 | LEGISLATED! 3 Months Contractor Nitrogen Gas Detection Verification Testing Tasks (CR#00953-THC) | Panel, Gas Monitoring, Headworks | THC-PLT-ANL-0200 | 3000000 | THC-PLT-AIT-0310 | Verification check of the Nitrogen Dioxide gas detectorBump Test
THC-BLDG | 72 | LEGISLATED! 3 Months Contractor Nitrogen Gas Detection Verification Testing Tasks (CR#00953-THC) | Panel, Gas Monitoring, Headworks | THC-PLT-ANL-0200 | 4000000 | THC-PLT-AIT-0322 | Verification check of the Nitrogen Dioxide gas detectorBump Test
THC-BLDG | 107 | Quarterly Millwright Building Sevices Maintenance Tasks | Headhouse Plant Services System | THC-PS-BLDG-0001 | 1000000 | THC-CW-V-6001 | Lubricate and exercise the manual valve
THC-BLDG | 107 | Quarterly Millwright Building Sevices Maintenance Tasks | Headhouse Plant Services System | THC-PS-BLDG-0001 | 3000000 | THC-CW-V-6003 | Lubricate and exercise the manual valve
THC-BLDG | 107 | Quarterly Millwright Building Sevices Maintenance Tasks | Headhouse Plant Services System | THC-PS-BLDG-0001 | 2000000 | THC-CW-V-6002 | Lubricate and exercise the manual valve
THC-BLDG | 107 | Quarterly Millwright Building Sevices Maintenance Tasks | Headhouse Plant Services System | THC-PS-BLDG-0001 | 4000000 | THC-PWA-V-1011 | Lubricate and exercise the manual valve
THC-BLDG | 107 | Quarterly Millwright Building Sevices Maintenance Tasks | Headhouse Plant Services System | THC-PS-BLDG-0001 | 5000000 | THC-PWA-V-1031 | Lubricate and exercise the manual valve
THC-BLDG | 107 | Quarterly Millwright Building Sevices Maintenance Tasks | Headhouse Plant Services System | THC-PS-BLDG-0001 | 6000000 | THC-PWA-V-1021 | Lubricate and exercise the manual valve
THC-BLDG | 107 | Quarterly Millwright Building Sevices Maintenance Tasks | Headhouse Plant Services System | THC-PS-BLDG-0001 | 7000000 | THC-PWA-V-1022 | Lubricate and exercise the manual valve
THC-BLDG | 107 | Quarterly Millwright Building Sevices Maintenance Tasks | Headhouse Plant Services System | THC-PS-BLDG-0001 | 8000000 | THC-PWA-V-1030 | Lubricate and exercise the manual valve
THC-BLDG | 109 | Quarterly EICT Truck Loading Level Transmitter Inspection Tasks | Door, Entrance, Truck Loading Bay 1 | THC-PLT-DR-1131 | 1000000 | THC-PLT-LIT-1131 | Inspect the level transmitter for damage or corrosion
THC-BLDG | 109 | Quarterly EICT Truck Loading Level Transmitter Inspection Tasks | Door, Entrance, Truck Loading Bay 1 | THC-PLT-DR-1131 | 2000000 | THC-PLT-LIT-1132 | Inspect the level transmitter for damage or corrosion
THC-BLDG | 109 | Quarterly EICT Truck Loading Level Transmitter Inspection Tasks | Door, Entrance, Truck Loading Bay 1 | THC-PLT-DR-1131 | 3000000 | THC-PLT-LIT-1133 | Inspect the level transmitter for damage or corrosion
THC-BLDG | 109 | Quarterly EICT Truck Loading Level Transmitter Inspection Tasks | Door, Entrance, Lower Level 1 , Truck Loading Bay | THC-PLT-DR-1231 | 1000000 | THC-PLT-LIT-1231 | Inspect the level transmitter for damage or corrosion
THC-BLDG | 109 | Quarterly EICT Truck Loading Level Transmitter Inspection Tasks | Door, Entrance, Lower Level 1 , Truck Loading Bay | THC-PLT-DR-1231 | 2000000 | THC-PLT-LIT-1232 | Inspect the level transmitter for damage or corrosion
THC-BLDG | 109 | Quarterly EICT Truck Loading Level Transmitter Inspection Tasks | Door, Entrance, Lower Level 1 , Truck Loading Bay | THC-PLT-DR-1231 | 3000000 | THC-PLT-LIT-1233 | Inspect the level transmitter for damage or corrosion
THC-BLDG | 132 | LEGISLATED! Semi Annual Contractor Methane Gas Calibration Tasks | Panel, Gas Monitoring, Headworks | THC-PLT-ANL-0200 | 1000000 | THC-PLT-AIT-0206 | Calibration of the methane gas detector
THC-BLDG | 132 | LEGISLATED! Semi Annual Contractor Methane Gas Calibration Tasks | Panel, Gas Monitoring, Headworks | THC-PLT-ANL-0200 | 2000000 | THC-PLT-AIT-0302 | Calibration of the methane gas detector
THC-BLDG | 132 | LEGISLATED! Semi Annual Contractor Methane Gas Calibration Tasks | Panel, Gas Monitoring, Headworks | THC-PLT-ANL-0200 | 6000000 | THC-PLT-AIT-0401 | Calibration of the methane gas detector
THC-BLDG | 132 | LEGISLATED! Semi Annual Contractor Methane Gas Calibration Tasks | Panel, Gas Monitoring, Headworks | THC-PLT-ANL-0200 | 3000000 | THC-PLT-AIT-0304 | Calibration of the methane gas detector
THC-BLDG | 132 | LEGISLATED! Semi Annual Contractor Methane Gas Calibration Tasks | Panel, Gas Monitoring, Headworks | THC-PLT-ANL-0200 | 8000000 | THC-PLT-AIT-0405 | Calibration of the methane gas detector
THC-BLDG | 132 | LEGISLATED! Semi Annual Contractor Methane Gas Calibration Tasks | Panel, Gas Monitoring, Headworks | THC-PLT-ANL-0200 | 4000000 | THC-PLT-AIT-0306 | Calibration of the methane gas detector
THC-BLDG | 132 | LEGISLATED! Semi Annual Contractor Methane Gas Calibration Tasks | Panel, Gas Monitoring, Headworks | THC-PLT-ANL-0200 | 5000000 | THC-PLT-AIT-0308 | Calibration of the methane gas detector
THC-BLDG | 132 | LEGISLATED! Semi Annual Contractor Methane Gas Calibration Tasks | Panel, Gas Monitoring, Headworks | THC-PLT-ANL-0200 | 7000000 | THC-PLT-AIT-0403 | Calibration of the methane gas detector
THC-BLDG | 133 | LEGISLATED! Semi Annual Contractor Carbon Monoxide Gas Calibration Tasks | Panel, Gas Monitoring, Headworks | THC-PLT-ANL-0200 | 2000000 | THC-PLT-AIT-0203 | Calibration of the Carbon Monoxide gas detector
THC-BLDG | 133 | LEGISLATED! Semi Annual Contractor Carbon Monoxide Gas Calibration Tasks | Panel, Gas Monitoring, Headworks | THC-PLT-ANL-0200 | 1000000 | THC-PLT-AIT-0201 | Calibration of the Carbon Monoxide gas detector
THC-BLDG | 133 | LEGISLATED! Semi Annual Contractor Carbon Monoxide Gas Calibration Tasks | Panel, Gas Monitoring, Headworks | THC-PLT-ANL-0200 | 3000000 | THC-PLT-AIT-0309 | Calibration of the Carbon Monoxide gas detector
THC-BLDG | 133 | LEGISLATED! Semi Annual Contractor Carbon Monoxide Gas Calibration Tasks | Panel, Gas Monitoring, Headworks | THC-PLT-ANL-0200 | 4000000 | THC-PLT-AIT-0321 | Calibration of the Carbon Monoxide gas detector
THC-BLDG | 134 | LEGISLATED! Semi Annual Contractor Oxygen Gas Calibration Tasks | Panel, Gas Monitoring, Headworks | THC-PLT-ANL-0200 | 1000000 | THC-PLT-AIT-0215 | Calibration of the Oxygen gas detector
THC-BLDG | 134 | LEGISLATED! Semi Annual Contractor Oxygen Gas Calibration Tasks | Panel, Gas Monitoring, Headworks | THC-PLT-ANL-0200 | 2000000 | THC-PLT-AIT-0311 | Calibration of the Oxygen gas detector
THC-BLDG | 134 | LEGISLATED! Semi Annual Contractor Oxygen Gas Calibration Tasks | Panel, Gas Monitoring, Headworks | THC-PLT-ANL-0200 | 4000000 | THC-PLT-AIT-0315 | Calibration of the Oxygen gas detector
THC-BLDG | 134 | LEGISLATED! Semi Annual Contractor Oxygen Gas Calibration Tasks | Panel, Gas Monitoring, Headworks | THC-PLT-ANL-0200 | 3000000 | THC-PLT-AIT-0313 | Calibration of the Oxygen gas detector
THC-BLDG | 134 | LEGISLATED! Semi Annual Contractor Oxygen Gas Calibration Tasks | Panel, Gas Monitoring, Headworks | THC-PLT-ANL-0200 | 5000000 | THC-PLT-AIT-0317 | Calibration of the Oxygen gas detector
THC-BLDG | 134 | LEGISLATED! Semi Annual Contractor Oxygen Gas Calibration Tasks | Panel, Gas Monitoring, Headworks | THC-PLT-ANL-0200 | 6000000 | THC-PLT-AIT-0412 | Calibration of the Oxygen gas detector
THC-BLDG | 134 | LEGISLATED! Semi Annual Contractor Oxygen Gas Calibration Tasks | Panel, Gas Monitoring, Headworks | THC-PLT-ANL-0200 | 7000000 | THC-PLT-AIT-0414 | Calibration of the Oxygen gas detector
THC-BLDG | 134 | LEGISLATED! Semi Annual Contractor Oxygen Gas Calibration Tasks | Panel, Gas Monitoring, Headworks | THC-PLT-ANL-0200 | 8000000 | THC-PLT-AIT-0416 | Calibration of the Oxygen gas detector
THC-BLDG | 135 | LEGISLATED! Semi Annual Contractor Nitrogen Dioxide Gas Calibration Tasks | Panel, Gas Monitoring, Headworks | THC-PLT-ANL-0200 | 1000000 | THC-PLT-AIT-0202 | Calibration of the Nitrogen Dioxide gas detector
THC-BLDG | 135 | LEGISLATED! Semi Annual Contractor Nitrogen Dioxide Gas Calibration Tasks | Panel, Gas Monitoring, Headworks | THC-PLT-ANL-0200 | 2000000 | THC-PLT-AIT-0204 | Calibration of the Nitrogen Dioxide gas detector
THC-BLDG | 135 | LEGISLATED! Semi Annual Contractor Nitrogen Dioxide Gas Calibration Tasks | Panel, Gas Monitoring, Headworks | THC-PLT-ANL-0200 | 3000000 | THC-PLT-AIT-0310 | Calibration of the Nitrogen Dioxide gas detector
THC-BLDG | 135 | LEGISLATED! Semi Annual Contractor Nitrogen Dioxide Gas Calibration Tasks | Panel, Gas Monitoring, Headworks | THC-PLT-ANL-0200 | 4000000 | THC-PLT-AIT-0322 | Calibration of the Nitrogen Dioxide gas detector
THC-BLDG | 136 | LEGISLATED! Semi Annual Contractor H2S Gas Calibration Tasks | Panel, Gas Monitoring, Headworks | THC-PLT-ANL-0200 | 3000000 | THC-PLT-AIT-0303 | Calibration of the H2S gas detector
THC-BLDG | 136 | LEGISLATED! Semi Annual Contractor H2S Gas Calibration Tasks | Panel, Gas Monitoring, Headworks | THC-PLT-ANL-0200 | 1000000 | THC-PLT-AIT-0205 | Calibration of the H2S gas detector
THC-BLDG | 136 | LEGISLATED! Semi Annual Contractor H2S Gas Calibration Tasks | Panel, Gas Monitoring, Headworks | THC-PLT-ANL-0200 | 6000000 | THC-PLT-AIT-0402 | Calibration of the H2S gas detector
THC-BLDG | 136 | LEGISLATED! Semi Annual Contractor H2S Gas Calibration Tasks | Panel, Gas Monitoring, Headworks | THC-PLT-ANL-0200 | 2000000 | THC-PLT-AIT-0301 | Calibration of the H2S gas detector
THC-BLDG | 136 | LEGISLATED! Semi Annual Contractor H2S Gas Calibration Tasks | Panel, Gas Monitoring, Headworks | THC-PLT-ANL-0200 | 8000000 | THC-PLT-AIT-0406 | Calibration of the H2S gas detector
THC-BLDG | 136 | LEGISLATED! Semi Annual Contractor H2S Gas Calibration Tasks | Panel, Gas Monitoring, Headworks | THC-PLT-ANL-0200 | 4000000 | THC-PLT-AIT-0305 | Calibration of the H2S gas detector
THC-BLDG | 136 | LEGISLATED! Semi Annual Contractor H2S Gas Calibration Tasks | Panel, Gas Monitoring, Headworks | THC-PLT-ANL-0200 | 5000000 | THC-PLT-AIT-0307 | Calibration of the H2S gas detector
THC-BLDG | 136 | LEGISLATED! Semi Annual Contractor H2S Gas Calibration Tasks | Panel, Gas Monitoring, Headworks | THC-PLT-ANL-0200 | 7000000 | THC-PLT-AIT-0404 | Calibration of the H2S gas detector
THC-BLDG | 162 | Annual EICT Headhouse HVAC Instrumentation Testing Tasks | Headworks, New Building HVAC | THC-ACC-BLDG-0001 | 3000000 | THC-ACC-PDIT-6003 | Calibrate the pressure transmitter
THC-BLDG | 162 | Annual EICT Headhouse HVAC Instrumentation Testing Tasks | Headworks, New Building HVAC | THC-ACC-BLDG-0001 | 1000000 | THC-ACC-PIT-6001 | Calibrate the pressure transmitter
THC-BLDG | 162 | Annual EICT Headhouse HVAC Instrumentation Testing Tasks | Headworks, New Building HVAC | THC-ACC-BLDG-0001 | 4000000 | THC-ACC-PDIT-6006 | Calibrate the pressure transmitter
THC-BLDG | 162 | Annual EICT Headhouse HVAC Instrumentation Testing Tasks | Headworks, New Building HVAC | THC-ACC-BLDG-0001 | 2000000 | THC-ACC-PIT-6002 | Calibrate the pressure transmitter
THC-BLDG | 162 | Annual EICT Headhouse HVAC Instrumentation Testing Tasks | Headworks, New Building HVAC | THC-ACC-BLDG-0001 | 5000000 | THC-ACC-PIT-6007 | Calibrate the pressure transmitter
THC-BLDG | 162 | Annual EICT Headhouse HVAC Instrumentation Testing Tasks | Headworks, New Building HVAC | THC-ACC-BLDG-0001 | 6000000 | THC-ACC-PDIT-6008 | Calibrate the pressure transmitter
THC-BLDG | 165 | LEGISLATED! Five Year Millwright Crane Service Tasks | Headhouse Plant Services System | THC-PS-BLDG-0001 | 2000000 | THC-MCS-CRN-6005 | Replace the crane gear oil
THC-BLDG | 165 | LEGISLATED! Five Year Millwright Crane Service Tasks | Headhouse Plant Services System | THC-PS-BLDG-0001 | 1000000 | THC-MCS-CRN-6004 | Replace the crane gear oil
THC-BLDG | 167 | LEGISLATED! Five Year EICT Crane Service Tasks | Headhouse Plant Services System | THC-PS-BLDG-0001 | 1000000 | THC-MCS-CRN-6004 | Replace the crane contactor
THC-BLDG | 167 | LEGISLATED! Five Year EICT Crane Service Tasks | Headhouse Plant Services System | THC-PS-BLDG-0001 | 2000000 | THC-MCS-CRN-6005 | Replace the crane contactor
THC-BLDG | 168 | LEGISLATED! 3 Months Contractor SO2 Gas Detection Verification Testing Tasks- CR # 00953-THC | Transmitter, Analyzer Indicating, SO2 Gas Monitoring, Dechlorination Simulation | THC-DCL-AE-0003A | 1000000 | THC-DCL-AE-0003A | Check the anlyzer
THC-BLDG | 168 | LEGISLATED! 3 Months Contractor SO2 Gas Detection Verification Testing Tasks- CR # 00953-THC | Transmitter, Analyzer Indicating, SO2 Gas Monitoring, Dechlorination Simulation | THC-DCL-AE-0003A | 2000000 | THC-DCL-AE-0003B | Check the anlyzer
THC-BLDG | 172 | Monthly, Fire System Inspection, Non-indicating valves, bldg. M & X | Fire Fighting System | THC-SES-FEQ | 1000000 | THC-FEQ-V-0663 | Inspect the Nonindicating valve ensuring the valve is locked in open position This valve must remain locked in the open position
THC-BLDG | 172 | Monthly, Fire System Inspection, Non-indicating valves, bldg. M & X | Fire Fighting System | THC-SES-FEQ | 2000000 | THC-FEQ-V-0664 | Inspect the Nonindicating valve ensuring the valve is locked in open position This valve must remain locked in the open position
THC-BLDG | 174 | Weekly, HCTP Emergency Eyewash and Shower Station, Inspection | Eyewash Stations THC (Virtual entity #) | THC-SES-SQ-EYE | 2000000 | THC-CW-SQ-0002 | Inspect the and update local tag Emergency Shower and Eye Wash Test Record
THC-BLDG | 174 | Weekly, HCTP Emergency Eyewash and Shower Station, Inspection | Eyewash Stations THC (Virtual entity #) | THC-SES-SQ-EYE | 1000000 | THC-CW-SQ-0001 | Inspect the and update local tag Emergency Shower and Eye Wash Test Record
THC-BLDG | 174 | Weekly, HCTP Emergency Eyewash and Shower Station, Inspection | Eyewash Stations THC (Virtual entity #) | THC-SES-SQ-EYE | 3000000 | THC-CW-SQ-0114 | Inspect the and update local tag Emergency Shower and Eye Wash Test Record
THC-BLDG | 174 | Weekly, HCTP Emergency Eyewash and Shower Station, Inspection | Eyewash Stations THC (Virtual entity #) | THC-SES-SQ-EYE | 6000000 | THC-CW-SQ-5201 | Inspect the and update local tag Emergency Shower and Eye Wash Test Record
THC-BLDG | 174 | Weekly, HCTP Emergency Eyewash and Shower Station, Inspection | Eyewash Stations THC (Virtual entity #) | THC-SES-SQ-EYE | 4000000 | THC-CW-SQ-0116 | Inspect the and update local tag Emergency Shower and Eye Wash Test Record
THC-BLDG | 174 | Weekly, HCTP Emergency Eyewash and Shower Station, Inspection | Eyewash Stations THC (Virtual entity #) | THC-SES-SQ-EYE | 8000000 | THC-CW-SQ-5202 | Inspect the and update local tag Emergency Shower and Eye Wash Test Record
THC-BLDG | 174 | Weekly, HCTP Emergency Eyewash and Shower Station, Inspection | Eyewash Stations THC (Virtual entity #) | THC-SES-SQ-EYE | 5000000 | THC-CW-SQ-0226 | Inspect the and update local tag Emergency Shower and Eye Wash Test Record
THC-BLDG | 174 | Weekly, HCTP Emergency Eyewash and Shower Station, Inspection | Eyewash Stations THC (Virtual entity #) | THC-SES-SQ-EYE | 9000000 | THC-CW-SQ-0200 | Inspect the and update local tag Emergency Shower and Eye Wash Test Record
THC-BLDG | 174 | Weekly, HCTP Emergency Eyewash and Shower Station, Inspection | Eyewash Stations THC (Virtual entity #) | THC-SES-SQ-EYE | 7000000 | THC-CW-SQ-5203 | Inspect the and update local tag Emergency Shower and Eye Wash Test Record
THC-BLDG | 174 | Weekly, HCTP Emergency Eyewash and Shower Station, Inspection | Eyewash Stations THC (Virtual entity #) | THC-SES-SQ-EYE | 10000000 | THC-CW-SQ-0100 | Inspect the and update local tag Emergency Shower and Eye Wash Test Record
THC-BLDG | 174 | Weekly, HCTP Emergency Eyewash and Shower Station, Inspection | Eyewash Stations THC (Virtual entity #) | THC-SES-SQ-EYE | 17000000 | THC-CW-SQ-0105 | Inspect the and update local tag Emergency Shower and Eye Wash Test Record
THC-BLDG | 174 | Weekly, HCTP Emergency Eyewash and Shower Station, Inspection | Eyewash Stations THC (Virtual entity #) | THC-SES-SQ-EYE | 11000000 | THC-CW-SQ-0111 | Inspect the and update local tag Emergency Shower and Eye Wash Test Record
THC-BLDG | 174 | Weekly, HCTP Emergency Eyewash and Shower Station, Inspection | Eyewash Stations THC (Virtual entity #) | THC-SES-SQ-EYE | 18000000 | THC-CW-SQ-0104 | Inspect the and update local tag Emergency Shower and Eye Wash Test Record
THC-BLDG | 174 | Weekly, HCTP Emergency Eyewash and Shower Station, Inspection | Eyewash Stations THC (Virtual entity #) | THC-SES-SQ-EYE | 12000000 | THC-CW-SQ-0101 | Inspect the and update local tag Emergency Shower and Eye Wash Test Record
THC-BLDG | 174 | Weekly, HCTP Emergency Eyewash and Shower Station, Inspection | Eyewash Stations THC (Virtual entity #) | THC-SES-SQ-EYE | 19000000 | THC-CW-SQ-0115 | Inspect the and update local tag Emergency Shower and Eye Wash Test Record
THC-BLDG | 174 | Weekly, HCTP Emergency Eyewash and Shower Station, Inspection | Eyewash Stations THC (Virtual entity #) | THC-SES-SQ-EYE | 13000000 | THC-CW-SQ-0102 | Inspect the and update local tag Emergency Shower and Eye Wash Test Record
THC-BLDG | 174 | Weekly, HCTP Emergency Eyewash and Shower Station, Inspection | Eyewash Stations THC (Virtual entity #) | THC-SES-SQ-EYE | 20000000 | THC-CW-SQ-0112 | Inspect the and update local tag Emergency Shower and Eye Wash Test Record
THC-BLDG | 174 | Weekly, HCTP Emergency Eyewash and Shower Station, Inspection | Eyewash Stations THC (Virtual entity #) | THC-SES-SQ-EYE | 14000000 | THC-CW-SQ-0106 | Inspect the and update local tag Emergency Shower and Eye Wash Test Record
THC-BLDG | 174 | Weekly, HCTP Emergency Eyewash and Shower Station, Inspection | Eyewash Stations THC (Virtual entity #) | THC-SES-SQ-EYE | 22000000 | THC-CW-SQ-0110 | Inspect the and update local tag Emergency Shower and Eye Wash Test Record
THC-BLDG | 174 | Weekly, HCTP Emergency Eyewash and Shower Station, Inspection | Eyewash Stations THC (Virtual entity #) | THC-SES-SQ-EYE | 15000000 | THC-CW-SQ-0103 | Inspect the and update local tag Emergency Shower and Eye Wash Test Record
THC-BLDG | 174 | Weekly, HCTP Emergency Eyewash and Shower Station, Inspection | Eyewash Stations THC (Virtual entity #) | THC-SES-SQ-EYE | 16000000 | THC-SES-SQ-6010 | Inspect the and update local tag Emergency Shower and Eye Wash Test Record
THC-BLDG | 174 | Weekly, HCTP Emergency Eyewash and Shower Station, Inspection | Eyewash Stations THC (Virtual entity #) | THC-SES-SQ-EYE | 21000000 | THC-CW-SQ-0107 | Inspect the and update local tag Emergency Shower and Eye Wash Test Record
THC-BLDG | 174 | Weekly, HCTP Emergency Eyewash and Shower Station, Inspection | Eyewash Stations THC (Virtual entity #) | THC-SES-SQ-EYE | 23000000 | THC-SES-SQ-0013 | Inspect the and update local tag Emergency Shower and Eye Wash Test Record
THC-BLDG | 174 | Weekly, HCTP Emergency Eyewash and Shower Station, Inspection | Eyewash Stations THC (Virtual entity #) | THC-SES-SQ-EYE | 24000000 | THC-CW-SQ-0202 | Inspect the and update local tag Emergency Shower and Eye Wash Test Record
THC-BLDG | 176 | Annually, HCTP Emergency Eyewash and Shower Station, Inspection | Eyewash Stations THC (Virtual entity #) | THC-SES-SQ-EYE | 2000000 | THC-CW-SQ-0002 | Inspect the and update local tag Emergency Shower and Eye Wash Test Record
THC-BLDG | 176 | Annually, HCTP Emergency Eyewash and Shower Station, Inspection | Eyewash Stations THC (Virtual entity #) | THC-SES-SQ-EYE | 1000000 | THC-CW-SQ-0001 | Inspect the and update local tag Emergency Shower and Eye Wash Test Record
THC-BLDG | 176 | Annually, HCTP Emergency Eyewash and Shower Station, Inspection | Eyewash Stations THC (Virtual entity #) | THC-SES-SQ-EYE | 3000000 | THC-CW-SQ-0114 | Inspect the and update local tag Emergency Shower and Eye Wash Test Record
THC-BLDG | 176 | Annually, HCTP Emergency Eyewash and Shower Station, Inspection | Eyewash Stations THC (Virtual entity #) | THC-SES-SQ-EYE | 7000000 | THC-CW-SQ-5203 | Inspect the and update local tag Emergency Shower and Eye Wash Test Record
THC-BLDG | 176 | Annually, HCTP Emergency Eyewash and Shower Station, Inspection | Eyewash Stations THC (Virtual entity #) | THC-SES-SQ-EYE | 4000000 | THC-CW-SQ-0116 | Inspect the and update local tag Emergency Shower and Eye Wash Test Record
THC-BLDG | 176 | Annually, HCTP Emergency Eyewash and Shower Station, Inspection | Eyewash Stations THC (Virtual entity #) | THC-SES-SQ-EYE | 8000000 | THC-CW-SQ-5202 | Inspect the and update local tag Emergency Shower and Eye Wash Test Record
THC-BLDG | 176 | Annually, HCTP Emergency Eyewash and Shower Station, Inspection | Eyewash Stations THC (Virtual entity #) | THC-SES-SQ-EYE | 5000000 | THC-CW-SQ-0226 | Inspect the and update local tag Emergency Shower and Eye Wash Test Record
THC-BLDG | 176 | Annually, HCTP Emergency Eyewash and Shower Station, Inspection | Eyewash Stations THC (Virtual entity #) | THC-SES-SQ-EYE | 12000000 | THC-CW-SQ-0111 | Inspect the and update local tag Emergency Shower and Eye Wash Test Record
THC-BLDG | 176 | Annually, HCTP Emergency Eyewash and Shower Station, Inspection | Eyewash Stations THC (Virtual entity #) | THC-SES-SQ-EYE | 6000000 | THC-CW-SQ-5201 | Inspect the and update local tag Emergency Shower and Eye Wash Test Record
THC-BLDG | 176 | Annually, HCTP Emergency Eyewash and Shower Station, Inspection | Eyewash Stations THC (Virtual entity #) | THC-SES-SQ-EYE | 15000000 | THC-CW-SQ-0106 | Inspect the and update local tag Emergency Shower and Eye Wash Test Record
THC-BLDG | 176 | Annually, HCTP Emergency Eyewash and Shower Station, Inspection | Eyewash Stations THC (Virtual entity #) | THC-SES-SQ-EYE | 9000000 | THC-CW-SQ-5204 | Inspect the and update local tag Emergency Shower and Eye Wash Test Record
THC-BLDG | 176 | Annually, HCTP Emergency Eyewash and Shower Station, Inspection | Eyewash Stations THC (Virtual entity #) | THC-SES-SQ-EYE | 19000000 | THC-CW-SQ-0104 | Inspect the and update local tag Emergency Shower and Eye Wash Test Record
THC-BLDG | 176 | Annually, HCTP Emergency Eyewash and Shower Station, Inspection | Eyewash Stations THC (Virtual entity #) | THC-SES-SQ-EYE | 10000000 | THC-CW-SQ-0200 | Inspect the and update local tag Emergency Shower and Eye Wash Test Record
THC-BLDG | 176 | Annually, HCTP Emergency Eyewash and Shower Station, Inspection | Eyewash Stations THC (Virtual entity #) | THC-SES-SQ-EYE | 20000000 | THC-CW-SQ-0115 | Inspect the and update local tag Emergency Shower and Eye Wash Test Record
THC-BLDG | 176 | Annually, HCTP Emergency Eyewash and Shower Station, Inspection | Eyewash Stations THC (Virtual entity #) | THC-SES-SQ-EYE | 11000000 | THC-CW-SQ-0100 | Inspect the and update local tag Emergency Shower and Eye Wash Test Record
THC-BLDG | 176 | Annually, HCTP Emergency Eyewash and Shower Station, Inspection | Eyewash Stations THC (Virtual entity #) | THC-SES-SQ-EYE | 23000000 | THC-CW-SQ-0110 | Inspect the and update local tag Emergency Shower and Eye Wash Test Record
THC-BLDG | 176 | Annually, HCTP Emergency Eyewash and Shower Station, Inspection | Eyewash Stations THC (Virtual entity #) | THC-SES-SQ-EYE | 13000000 | THC-CW-SQ-0101 | Inspect the and update local tag Emergency Shower and Eye Wash Test Record
THC-BLDG | 176 | Annually, HCTP Emergency Eyewash and Shower Station, Inspection | Eyewash Stations THC (Virtual entity #) | THC-SES-SQ-EYE | 24000000 | THC-SES-SQ-0013 | Inspect the and update local tag Emergency Shower and Eye Wash Test Record
THC-BLDG | 176 | Annually, HCTP Emergency Eyewash and Shower Station, Inspection | Eyewash Stations THC (Virtual entity #) | THC-SES-SQ-EYE | 14000000 | THC-CW-SQ-0102 | Inspect the and update local tag Emergency Shower and Eye Wash Test Record
THC-BLDG | 176 | Annually, HCTP Emergency Eyewash and Shower Station, Inspection | Eyewash Stations THC (Virtual entity #) | THC-SES-SQ-EYE | 16000000 | THC-CW-SQ-0103 | Inspect the and update local tag Emergency Shower and Eye Wash Test Record
THC-BLDG | 176 | Annually, HCTP Emergency Eyewash and Shower Station, Inspection | Eyewash Stations THC (Virtual entity #) | THC-SES-SQ-EYE | 17000000 | THC-SES-SQ-6010 | Inspect the and update local tag Emergency Shower and Eye Wash Test Record
THC-BLDG | 176 | Annually, HCTP Emergency Eyewash and Shower Station, Inspection | Eyewash Stations THC (Virtual entity #) | THC-SES-SQ-EYE | 18000000 | THC-CW-SQ-0105 | Inspect the and update local tag Emergency Shower and Eye Wash Test Record
THC-BLDG | 176 | Annually, HCTP Emergency Eyewash and Shower Station, Inspection | Eyewash Stations THC (Virtual entity #) | THC-SES-SQ-EYE | 21000000 | THC-CW-SQ-0112 | Inspect the and update local tag Emergency Shower and Eye Wash Test Record
THC-BLDG | 176 | Annually, HCTP Emergency Eyewash and Shower Station, Inspection | Eyewash Stations THC (Virtual entity #) | THC-SES-SQ-EYE | 22000000 | THC-CW-SQ-0107 | Inspect the and update local tag Emergency Shower and Eye Wash Test Record
THC-BLDG | 176 | Annually, HCTP Emergency Eyewash and Shower Station, Inspection | Eyewash Stations THC (Virtual entity #) | THC-SES-SQ-EYE | 25000000 | THC-CW-SQ-0202 | Inspect the and update local tag Emergency Shower and Eye Wash Test Record
THC-BLDG | 181 | Weekly, UTV's Oil level inspection | Vehicles | THC-GRK-VEHICLES | 3000000 | THC-GRK-VEH-378160 | Oil level check and adjust as required
THC-BLDG | 181 | Weekly, UTV's Oil level inspection | Vehicles | THC-GRK-VEHICLES | 1000000 | THC-GRK-VEH-378032 | Oil level check and adjust as required
THC-BLDG | 181 | Weekly, UTV's Oil level inspection | Vehicles | THC-GRK-VEHICLES | 4000000 | THC-GRK-VEH-378259 | Oil level check and adjust as required
THC-BLDG | 181 | Weekly, UTV's Oil level inspection | Vehicles | THC-GRK-VEHICLES | 2000000 | THC-GRK-VEH-378053 | Oil level check and adjust as required
THC-BLDG | 181 | Weekly, UTV's Oil level inspection | Vehicles | THC-GRK-VEHICLES | 5000000 | THC-GRK-VEH-378260 | Oil level check and adjust as required
THC-BLDG | 181 | Weekly, UTV's Oil level inspection | Vehicles | THC-GRK-VEHICLES | 7000000 | THC-GRK-VEH-378262 | Oil level check and adjust as required
THC-BLDG | 181 | Weekly, UTV's Oil level inspection | Vehicles | THC-GRK-VEHICLES | 6000000 | THC-GRK-VEH-378261 | Oil level check and adjust as required
THC-BLDG | 181 | Weekly, UTV's Oil level inspection | Vehicles | THC-GRK-VEHICLES | 8000000 | THC-GRK-VEH-378263 | Oil level check and adjust as required
THC-BLDG | 181 | Weekly, UTV's Oil level inspection | Vehicles | THC-GRK-VEHICLES | 12000000 | THC-GRK-VEH-378291 | Oil level check and adjust as required
THC-BLDG | 181 | Weekly, UTV's Oil level inspection | Vehicles | THC-GRK-VEHICLES | 9000000 | THC-GRK-VEH-378264 | Oil level check and adjust as required
THC-BLDG | 181 | Weekly, UTV's Oil level inspection | Vehicles | THC-GRK-VEHICLES | 13000000 | THC-GRK-VEH-378292 | Oil level check and adjust as required
THC-BLDG | 181 | Weekly, UTV's Oil level inspection | Vehicles | THC-GRK-VEHICLES | 10000000 | THC-GRK-VEH-378265 | Oil level check and adjust as required
THC-BLDG | 181 | Weekly, UTV's Oil level inspection | Vehicles | THC-GRK-VEHICLES | 16000000 | THC-GRK-VEH-378316 | Oil level check and adjust as required
THC-BLDG | 181 | Weekly, UTV's Oil level inspection | Vehicles | THC-GRK-VEHICLES | 11000000 | THC-GRK-VEH-378290 | Oil level check and adjust as required
THC-BLDG | 181 | Weekly, UTV's Oil level inspection | Vehicles | THC-GRK-VEHICLES | 17000000 | THC-GRK-VEH-396107 | Oil level check and adjust as required
THC-BLDG | 181 | Weekly, UTV's Oil level inspection | Vehicles | THC-GRK-VEHICLES | 14000000 | THC-GRK-VEH-378293 | Oil level check and adjust as required
THC-BLDG | 181 | Weekly, UTV's Oil level inspection | Vehicles | THC-GRK-VEHICLES | 18000000 | THC-GRK-VEH-396523 | Oil level check and adjust as required
THC-BLDG | 181 | Weekly, UTV's Oil level inspection | Vehicles | THC-GRK-VEHICLES | 15000000 | THC-GRK-VEH-378315 | Oil level check and adjust as required
THC-BLDG | 185 | Legislative, Monthly, Portable Fire Extinguisher, located in the Forklifts at HCTP | Fire Fighting System | THC-SES-FEQ | 1000000 | THC-SES-FEQ-0001 | Inspect Portable Fire Extinguisher location forklift to procedure
THC-BLDG | 185 | Legislative, Monthly, Portable Fire Extinguisher, located in the Forklifts at HCTP | Fire Fighting System | THC-SES-FEQ | 2000000 | THC-SES-FEQ-0002 | Inspect Portable Fire Extinguisher location forklift to procedure
THC-BLDG | 186 | Legislative, Yearly, Portable Fire Extinguisher, located in the Forklifts at HCTP | Fire Fighting System | THC-SES-FEQ | 1000000 | THC-SES-FEQ-0001 | Inspect Portable Fire Extinguisher location forklift to procedure
THC-BLDG | 186 | Legislative, Yearly, Portable Fire Extinguisher, located in the Forklifts at HCTP | Fire Fighting System | THC-SES-FEQ | 2000000 | THC-SES-FEQ-0002 | Inspect Portable Fire Extinguisher location forklift to procedure
THC-CBM | 3 | THC Route WA3 Quarterly Vibration Reading | THC-Condition Based Monitoring | THC-CBM | 1000000 | THC-PWA-P-0316 | Record vibration reading of all bearings
THC-CBM | 3 | THC Route WA3 Quarterly Vibration Reading | THC-Condition Based Monitoring | THC-CBM | 2000000 | THC-PWA-P-0317 | Record vibration reading of all bearings
THC-CBM | 3 | THC Route WA3 Quarterly Vibration Reading | THC-Condition Based Monitoring | THC-CBM | 4000000 | THC-INC-BL-1005 | Record vibration reading of all bearings
THC-CBM | 3 | THC Route WA3 Quarterly Vibration Reading | THC-Condition Based Monitoring | THC-CBM | 3000000 | THC-INC-BL-2005 | Record vibration reading of all bearings
THC-CBM | 3 | THC Route WA3 Quarterly Vibration Reading | THC-Condition Based Monitoring | THC-CBM | 6000000 | THC-ACC-P-4010B | Record vibration reading of all bearings
THC-CBM | 3 | THC Route WA3 Quarterly Vibration Reading | THC-Condition Based Monitoring | THC-CBM | 5000000 | THC-ACC-P-4010A | Record vibration reading of all bearings
THC-CBM | 3 | THC Route WA3 Quarterly Vibration Reading | THC-Condition Based Monitoring | THC-CBM | 7000000 | THC-ACC-P-4020A | Record vibration reading of all bearings
THC-CBM | 3 | THC Route WA3 Quarterly Vibration Reading | THC-Condition Based Monitoring | THC-CBM | 8000000 | THC-ACC-P-4020B | Record vibration reading of all bearings
THC-CBM | 3 | THC Route WA3 Quarterly Vibration Reading | THC-Condition Based Monitoring | THC-CBM | 9000000 | THC-ACC-P-3307 | Record vibration reading of all bearings
THC-CBM | 3 | THC Route WA3 Quarterly Vibration Reading | THC-Condition Based Monitoring | THC-CBM | 10000000 | THC-ACC-P-3303 | Record vibration reading of all bearings
THC-CBM | 3 | THC Route WA3 Quarterly Vibration Reading | THC-Condition Based Monitoring | THC-CBM | 11000000 | THC-ACC-FN-0564 | Record vibration reading of all bearings
THC-CBM | 3 | THC Route WA3 Quarterly Vibration Reading | THC-Condition Based Monitoring | THC-CBM | 14000000 | THC-ACC-P-3815 | Record vibration reading of all bearings
THC-CBM | 3 | THC Route WA3 Quarterly Vibration Reading | THC-Condition Based Monitoring | THC-CBM | 12000000 | THC-ACC-P-0193 | Record vibration reading of all bearings
THC-CBM | 3 | THC Route WA3 Quarterly Vibration Reading | THC-Condition Based Monitoring | THC-CBM | 15000000 | THC-ACC-P-3817 | Record vibration reading of all bearings
THC-CBM | 3 | THC Route WA3 Quarterly Vibration Reading | THC-Condition Based Monitoring | THC-CBM | 13000000 | THC-ACC-P-0194 | Record vibration reading of all bearings
THC-CBM | 3 | THC Route WA3 Quarterly Vibration Reading | THC-Condition Based Monitoring | THC-CBM | 16000000 | THC-ACC-P-4103 | Record vibration reading of all bearings
THC-CBM | 3 | THC Route WA3 Quarterly Vibration Reading | THC-Condition Based Monitoring | THC-CBM | 17000000 | THC-ACC-P-4107 | Record vibration reading of all bearings
THC-CBM | 3 | THC Route WA3 Quarterly Vibration Reading | THC-Condition Based Monitoring | THC-CBM | 18000000 | THC-ACC-P-3706 | Record vibration reading of all bearings
THC-CBM | 3 | THC Route WA3 Quarterly Vibration Reading | THC-Condition Based Monitoring | THC-CBM | 20000000 | THC-ACC-P-3507 | Record vibration reading of all bearings
THC-CBM | 3 | THC Route WA3 Quarterly Vibration Reading | THC-Condition Based Monitoring | THC-CBM | 19000000 | THC-ACC-P-3702 | Record vibration reading of all bearings
THC-CBM | 3 | THC Route WA3 Quarterly Vibration Reading | THC-Condition Based Monitoring | THC-CBM | 24000000 | THC-ACC-P-3416 | Record vibration reading of all bearings
THC-CBM | 3 | THC Route WA3 Quarterly Vibration Reading | THC-Condition Based Monitoring | THC-CBM | 21000000 | THC-ACC-P-3503 | Record vibration reading of all bearings
THC-CBM | 3 | THC Route WA3 Quarterly Vibration Reading | THC-Condition Based Monitoring | THC-CBM | 26000000 | THC-ACC-P-3407 | Record vibration reading of all bearings
THC-CBM | 3 | THC Route WA3 Quarterly Vibration Reading | THC-Condition Based Monitoring | THC-CBM | 22000000 | THC-ACC-FN-0364 | Record vibration reading of all bearings
THC-CBM | 3 | THC Route WA3 Quarterly Vibration Reading | THC-Condition Based Monitoring | THC-CBM | 29000000 | THC-AI-C-7020 | Record vibration reading of all bearings
THC-CBM | 3 | THC Route WA3 Quarterly Vibration Reading | THC-Condition Based Monitoring | THC-CBM | 23000000 | THC-ACC-FN-0365 | Record vibration reading of all bearings
THC-CBM | 3 | THC Route WA3 Quarterly Vibration Reading | THC-Condition Based Monitoring | THC-CBM | 30000000 | THC-PS-C-5010 | Record vibration reading of all bearings
THC-CBM | 3 | THC Route WA3 Quarterly Vibration Reading | THC-Condition Based Monitoring | THC-CBM | 25000000 | THC-ACC-P-3412 | Record vibration reading of all bearings
THC-CBM | 3 | THC Route WA3 Quarterly Vibration Reading | THC-Condition Based Monitoring | THC-CBM | 31000000 | THC-PS-C-5020 | Record vibration reading of all bearings
THC-CBM | 3 | THC Route WA3 Quarterly Vibration Reading | THC-Condition Based Monitoring | THC-CBM | 27000000 | THC-ACC-P-3403 | Record vibration reading of all bearings
THC-CBM | 3 | THC Route WA3 Quarterly Vibration Reading | THC-Condition Based Monitoring | THC-CBM | 34000000 | THC-AI-C-9040 | Record vibration reading of all bearings
THC-CBM | 3 | THC Route WA3 Quarterly Vibration Reading | THC-Condition Based Monitoring | THC-CBM | 28000000 | THC-AI-C-7010 | Record vibration reading of all bearings
THC-CBM | 3 | THC Route WA3 Quarterly Vibration Reading | THC-Condition Based Monitoring | THC-CBM | 35000000 | THC-AI-C-9050 | Record vibration reading of all bearings
THC-CBM | 3 | THC Route WA3 Quarterly Vibration Reading | THC-Condition Based Monitoring | THC-CBM | 32000000 | THC-PWA-P-0800A | Record vibration reading of all bearings
THC-CBM | 3 | THC Route WA3 Quarterly Vibration Reading | THC-Condition Based Monitoring | THC-CBM | 33000000 | THC-PWA-P-0800B | Record vibration reading of all bearings
THC-CBM | 10 | THC Route WA3, each 1 month, Record Vibration Data | THC-Condition Based Monitoring | THC-CBM | 2000000 | THC-ACC-P-4010B | Record vibration reading of all bearings
THC-CBM | 10 | THC Route WA3, each 1 month, Record Vibration Data | THC-Condition Based Monitoring | THC-CBM | 1000000 | THC-ACC-P-4010A | Record vibration reading of all bearings
THC-CBM | 10 | THC Route WA3, each 1 month, Record Vibration Data | THC-Condition Based Monitoring | THC-CBM | 4000000 | THC-ACC-P-4020B | Record vibration reading of all bearings
THC-CBM | 10 | THC Route WA3, each 1 month, Record Vibration Data | THC-Condition Based Monitoring | THC-CBM | 3000000 | THC-ACC-P-4020A | Record vibration reading of all bearings
THC-CBM | 10 | THC Route WA3, each 1 month, Record Vibration Data | THC-Condition Based Monitoring | THC-CBM | 8000000 | THC-PWA-P-0800B | Record vibration reading of all bearings
THC-CBM | 10 | THC Route WA3, each 1 month, Record Vibration Data | THC-Condition Based Monitoring | THC-CBM | 5000000 | THC-PS-C-5010 | Record vibration reading of all bearings
THC-CBM | 10 | THC Route WA3, each 1 month, Record Vibration Data | THC-Condition Based Monitoring | THC-CBM | 11000000 | THC-AI-C-9040 | Record vibration reading of all bearings
THC-CBM | 10 | THC Route WA3, each 1 month, Record Vibration Data | THC-Condition Based Monitoring | THC-CBM | 6000000 | THC-PS-C-5020 | Record vibration reading of all bearings
THC-CBM | 10 | THC Route WA3, each 1 month, Record Vibration Data | THC-Condition Based Monitoring | THC-CBM | 17000000 | THC-INC-BL-2005 | Record vibration reading of all bearings
THC-CBM | 10 | THC Route WA3, each 1 month, Record Vibration Data | THC-Condition Based Monitoring | THC-CBM | 7000000 | THC-PWA-P-0800A | Record vibration reading of all bearings
THC-CBM | 10 | THC Route WA3, each 1 month, Record Vibration Data | THC-Condition Based Monitoring | THC-CBM | 19000000 | THC-ACC-P-4010A | Record vibration reading of all bearings
THC-CBM | 10 | THC Route WA3, each 1 month, Record Vibration Data | THC-Condition Based Monitoring | THC-CBM | 9000000 | THC-AI-C-7010 | Record vibration reading of all bearings
THC-CBM | 10 | THC Route WA3, each 1 month, Record Vibration Data | THC-Condition Based Monitoring | THC-CBM | 21000000 | THC-ACC-P-4020A | Record vibration reading of all bearings
THC-CBM | 10 | THC Route WA3, each 1 month, Record Vibration Data | THC-Condition Based Monitoring | THC-CBM | 10000000 | THC-AI-C-7020 | Record vibration reading of all bearings
THC-CBM | 10 | THC Route WA3, each 1 month, Record Vibration Data | THC-Condition Based Monitoring | THC-CBM | 23000000 | THC-ACC-P-3307 | Record vibration reading of all bearings
THC-CBM | 10 | THC Route WA3, each 1 month, Record Vibration Data | THC-Condition Based Monitoring | THC-CBM | 12000000 | THC-AI-C-9050 | Record vibration reading of all bearings
THC-CBM | 10 | THC Route WA3, each 1 month, Record Vibration Data | THC-Condition Based Monitoring | THC-CBM | 24000000 | THC-ACC-P-3303 | Record vibration reading of all bearings
THC-CBM | 10 | THC Route WA3, each 1 month, Record Vibration Data | THC-Condition Based Monitoring | THC-CBM | 13000000 | THC-PWA-P-0400 | Record vibration reading of all bearings
THC-CBM | 10 | THC Route WA3, each 1 month, Record Vibration Data | THC-Condition Based Monitoring | THC-CBM | 25000000 | THC-ACC-FN-0564 | Record vibration reading of all bearings
THC-CBM | 10 | THC Route WA3, each 1 month, Record Vibration Data | THC-Condition Based Monitoring | THC-CBM | 14000000 | THC-PWA-P-0500 | Record vibration reading of all bearings
THC-CBM | 10 | THC Route WA3, each 1 month, Record Vibration Data | THC-Condition Based Monitoring | THC-CBM | 27000000 | THC-ACC-P-0194 | Record vibration reading of all bearings
THC-CBM | 10 | THC Route WA3, each 1 month, Record Vibration Data | THC-Condition Based Monitoring | THC-CBM | 15000000 | THC-PWA-P-0316 | Record vibration reading of all bearings
THC-CBM | 10 | THC Route WA3, each 1 month, Record Vibration Data | THC-Condition Based Monitoring | THC-CBM | 31000000 | THC-ACC-P-4107 | Record vibration reading of all bearings
THC-CBM | 10 | THC Route WA3, each 1 month, Record Vibration Data | THC-Condition Based Monitoring | THC-CBM | 16000000 | THC-PWA-P-0317 | Record vibration reading of all bearings
THC-CBM | 10 | THC Route WA3, each 1 month, Record Vibration Data | THC-Condition Based Monitoring | THC-CBM | 32000000 | THC-ACC-P-3706 | Record vibration reading of all bearings
THC-CBM | 10 | THC Route WA3, each 1 month, Record Vibration Data | THC-Condition Based Monitoring | THC-CBM | 18000000 | THC-INC-BL-1005 | Record vibration reading of all bearings
THC-CBM | 10 | THC Route WA3, each 1 month, Record Vibration Data | THC-Condition Based Monitoring | THC-CBM | 34000000 | THC-ACC-P-3507 | Record vibration reading of all bearings
THC-CBM | 10 | THC Route WA3, each 1 month, Record Vibration Data | THC-Condition Based Monitoring | THC-CBM | 20000000 | THC-ACC-P-4010B | Record vibration reading of all bearings
THC-CBM | 10 | THC Route WA3, each 1 month, Record Vibration Data | THC-Condition Based Monitoring | THC-CBM | 35000000 | THC-ACC-P-3503 | Record vibration reading of all bearings
THC-CBM | 10 | THC Route WA3, each 1 month, Record Vibration Data | THC-Condition Based Monitoring | THC-CBM | 22000000 | THC-ACC-P-4020B | Record vibration reading of all bearings
THC-CBM | 10 | THC Route WA3, each 1 month, Record Vibration Data | THC-Condition Based Monitoring | THC-CBM | 37000000 | THC-ACC-FN-0365 | Record vibration reading of all bearings
THC-CBM | 10 | THC Route WA3, each 1 month, Record Vibration Data | THC-Condition Based Monitoring | THC-CBM | 26000000 | THC-ACC-P-0193 | Record vibration reading of all bearings
THC-CBM | 10 | THC Route WA3, each 1 month, Record Vibration Data | THC-Condition Based Monitoring | THC-CBM | 38000000 | THC-ACC-P-3416 | Record vibration reading of all bearings
THC-CBM | 10 | THC Route WA3, each 1 month, Record Vibration Data | THC-Condition Based Monitoring | THC-CBM | 28000000 | THC-ACC-P-3815 | Record vibration reading of all bearings
THC-CBM | 10 | THC Route WA3, each 1 month, Record Vibration Data | THC-Condition Based Monitoring | THC-CBM | 41000000 | THC-ACC-P-3403 | Record vibration reading of all bearings
THC-CBM | 10 | THC Route WA3, each 1 month, Record Vibration Data | THC-Condition Based Monitoring | THC-CBM | 29000000 | THC-ACC-P-3817 | Record vibration reading of all bearings
THC-CBM | 10 | THC Route WA3, each 1 month, Record Vibration Data | THC-Condition Based Monitoring | THC-CBM | 44000000 | THC-PS-C-5010 | Record vibration reading of all bearings
THC-CBM | 10 | THC Route WA3, each 1 month, Record Vibration Data | THC-Condition Based Monitoring | THC-CBM | 30000000 | THC-ACC-P-4103 | Record vibration reading of all bearings
THC-CBM | 10 | THC Route WA3, each 1 month, Record Vibration Data | THC-Condition Based Monitoring | THC-CBM | 45000000 | THC-PS-C-5020 | Record vibration reading of all bearings
THC-CBM | 10 | THC Route WA3, each 1 month, Record Vibration Data | THC-Condition Based Monitoring | THC-CBM | 33000000 | THC-ACC-P-3702 | Record vibration reading of all bearings
THC-CBM | 10 | THC Route WA3, each 1 month, Record Vibration Data | THC-Condition Based Monitoring | THC-CBM | 49000000 | THC-AI-C-9050 | Record vibration reading of all bearings
THC-CBM | 10 | THC Route WA3, each 1 month, Record Vibration Data | THC-Condition Based Monitoring | THC-CBM | 36000000 | THC-ACC-FN-0364 | Record vibration reading of all bearings
THC-CBM | 10 | THC Route WA3, each 1 month, Record Vibration Data | THC-Condition Based Monitoring | THC-CBM | 39000000 | THC-ACC-P-3412 | Record vibration reading of all bearings
THC-CBM | 10 | THC Route WA3, each 1 month, Record Vibration Data | THC-Condition Based Monitoring | THC-CBM | 40000000 | THC-ACC-P-3407 | Record vibration reading of all bearings
THC-CBM | 10 | THC Route WA3, each 1 month, Record Vibration Data | THC-Condition Based Monitoring | THC-CBM | 42000000 | THC-AI-C-7010 | Record vibration reading of all bearings
THC-CBM | 10 | THC Route WA3, each 1 month, Record Vibration Data | THC-Condition Based Monitoring | THC-CBM | 43000000 | THC-AI-C-7020 | Record vibration reading of all bearings
THC-CBM | 10 | THC Route WA3, each 1 month, Record Vibration Data | THC-Condition Based Monitoring | THC-CBM | 46000000 | THC-PWA-P-0800A | Record vibration reading of all bearings
THC-CBM | 10 | THC Route WA3, each 1 month, Record Vibration Data | THC-Condition Based Monitoring | THC-CBM | 47000000 | THC-PWA-P-0800B | Record vibration reading of all bearings
THC-CBM | 10 | THC Route WA3, each 1 month, Record Vibration Data | THC-Condition Based Monitoring | THC-CBM | 48000000 | THC-AI-C-9040 | Record vibration reading of all bearings
THC-CBM | 16 | STR, Oil analysis of the scum/ sludge collector primary and main gearboxes , each 1 year (1 Millwright) | THC-Condition Based Monitoring | THC-CBM | 1000000 | THC-FT-CLR-0130 | Oil analysis of the scum sludge collector primary and main gearboxes for
THC-CBM | 16 | STR, Oil analysis of the scum/ sludge collector primary and main gearboxes , each 1 year (1 Millwright) | THC-Condition Based Monitoring | THC-CBM | 2000000 | THC-FT-CLR-0230 | Oil analysis of the scum sludge collector primary and main gearboxes for
THC-CBM | 16 | STR, Oil analysis of the scum/ sludge collector primary and main gearboxes , each 1 year (1 Millwright) | THC-Condition Based Monitoring | THC-CBM | 3000000 | THC-FT-CLR-0330 | Oil analysis of the scum sludge collector primary and main gearboxes for
THC-CBM | 16 | STR, Oil analysis of the scum/ sludge collector primary and main gearboxes , each 1 year (1 Millwright) | THC-Condition Based Monitoring | THC-CBM | 5000000 | THC-FT-CLR-0530 | Oil analysis of the scum sludge collector primary and main gearboxes for
THC-CBM | 16 | STR, Oil analysis of the scum/ sludge collector primary and main gearboxes , each 1 year (1 Millwright) | THC-Condition Based Monitoring | THC-CBM | 4000000 | THC-FT-CLR-0430 | Oil analysis of the scum sludge collector primary and main gearboxes for
THC-CBM | 16 | STR, Oil analysis of the scum/ sludge collector primary and main gearboxes , each 1 year (1 Millwright) | THC-Condition Based Monitoring | THC-CBM | 9000000 | THC-FT-CLR-0930 | Oil analysis of the scum sludge collector primary and main gearboxes for
THC-CBM | 16 | STR, Oil analysis of the scum/ sludge collector primary and main gearboxes , each 1 year (1 Millwright) | THC-Condition Based Monitoring | THC-CBM | 6000000 | THC-FT-CLR-0630 | Oil analysis of the scum sludge collector primary and main gearboxes for
THC-CBM | 16 | STR, Oil analysis of the scum/ sludge collector primary and main gearboxes , each 1 year (1 Millwright) | THC-Condition Based Monitoring | THC-CBM | 10000000 | THC-FT-CLR-1030 | Oil analysis of the scum sludge collector primary and main gearboxes for
THC-CBM | 16 | STR, Oil analysis of the scum/ sludge collector primary and main gearboxes , each 1 year (1 Millwright) | THC-Condition Based Monitoring | THC-CBM | 7000000 | THC-FT-CLR-0730 | Oil analysis of the scum sludge collector primary and main gearboxes for
THC-CBM | 16 | STR, Oil analysis of the scum/ sludge collector primary and main gearboxes , each 1 year (1 Millwright) | THC-Condition Based Monitoring | THC-CBM | 11000000 | THC-FT-CLR-1130 | Oil analysis of the scum sludge collector primary and main gearboxes for
THC-CBM | 16 | STR, Oil analysis of the scum/ sludge collector primary and main gearboxes , each 1 year (1 Millwright) | THC-Condition Based Monitoring | THC-CBM | 8000000 | THC-FT-CLR-0830 | Oil analysis of the scum sludge collector primary and main gearboxes for
THC-CBM | 16 | STR, Oil analysis of the scum/ sludge collector primary and main gearboxes , each 1 year (1 Millwright) | THC-Condition Based Monitoring | THC-CBM | 14000000 | THC-FT-CLR-1430 | Oil analysis of the scum sludge collector primary and main gearboxes for
THC-CBM | 16 | STR, Oil analysis of the scum/ sludge collector primary and main gearboxes , each 1 year (1 Millwright) | THC-Condition Based Monitoring | THC-CBM | 12000000 | THC-FT-CLR-0230 | Oil analysis of the scum sludge collector primary and main gearboxes for
THC-CBM | 16 | STR, Oil analysis of the scum/ sludge collector primary and main gearboxes , each 1 year (1 Millwright) | THC-Condition Based Monitoring | THC-CBM | 15000000 | THC-FT-CLR-1530 | Oil analysis of the scum sludge collector primary and main gearboxes for
THC-CBM | 16 | STR, Oil analysis of the scum/ sludge collector primary and main gearboxes , each 1 year (1 Millwright) | THC-Condition Based Monitoring | THC-CBM | 13000000 | THC-FT-CLR-1330 | Oil analysis of the scum sludge collector primary and main gearboxes for
THC-CBM | 16 | STR, Oil analysis of the scum/ sludge collector primary and main gearboxes , each 1 year (1 Millwright) | THC-Condition Based Monitoring | THC-CBM | 16000000 | THC-FT-CLR-1630 | Oil analysis of the scum sludge collector primary and main gearboxes for
THC-CBM | 22 | HCTP Ultrasound Inspection | THC-Condition Based Monitoring | THC-CBM | 1000000 | THC-DIG-PD-0400 | Ultrasound Inspection Tank Primary Digester Digested Sludge
THC-CBM | 22 | HCTP Ultrasound Inspection | THC-Condition Based Monitoring | THC-CBM | 2000000 | THC-DIG-PD-0500 | Ultrasound Inspection Tank Primary Digester Digested Sludge
THC-CBM | 22 | HCTP Ultrasound Inspection | THC-Condition Based Monitoring | THC-CBM | 3000000 | THC-DIG-PD-0600 | Ultrasound Inspection Tank Primary Digester Digested Sludge
THC-CBM | 22 | HCTP Ultrasound Inspection | THC-Condition Based Monitoring | THC-CBM | 4000000 | THC-DIG-PD-0700 | Ultrasound Inspection Tank Primary Digester Digested Sludge
THC-DEW | 89 | DEW, BTU Conveying system, Weekly lubrication THC-DEW-CV (Millwright) - PM recommended by OEM | Conveyors, Dewatering, virtual entity used as Entity Link for PM Tasks management | THC-DEW-CV | 1000000 | THC-DEW-CV-6220 | Lubricate all pillow block bearings check the autolubricator for proper operation to OEM manual
THC-DEW | 89 | DEW, BTU Conveying system, Weekly lubrication THC-DEW-CV (Millwright) - PM recommended by OEM | Conveyors, Dewatering, virtual entity used as Entity Link for PM Tasks management | THC-DEW-CV | 2000000 | THC-DEW-CV-6240 | Lubricate all pillow block bearings check the autolubricator for proper operation to OEM manual
THC-DEW | 89 | DEW, BTU Conveying system, Weekly lubrication THC-DEW-CV (Millwright) - PM recommended by OEM | Conveyors, Dewatering, virtual entity used as Entity Link for PM Tasks management | THC-DEW-CV | 5000000 | THC-DEW-CV-6420 | Lubricate all pillow block bearings check the autolubricator for proper operation to OEM manual
THC-DEW | 89 | DEW, BTU Conveying system, Weekly lubrication THC-DEW-CV (Millwright) - PM recommended by OEM | Conveyors, Dewatering, virtual entity used as Entity Link for PM Tasks management | THC-DEW-CV | 3000000 | THC-DEW-CV-6320 | Lubricate all pillow block bearings check the autolubricator for proper operation to OEM manual
THC-DEW | 89 | DEW, BTU Conveying system, Weekly lubrication THC-DEW-CV (Millwright) - PM recommended by OEM | Conveyors, Dewatering, virtual entity used as Entity Link for PM Tasks management | THC-DEW-CV | 6000000 | THC-DEW-CV-6440 | Lubricate all pillow block bearings check the autolubricator for proper operation to OEM manual
THC-DEW | 89 | DEW, BTU Conveying system, Weekly lubrication THC-DEW-CV (Millwright) - PM recommended by OEM | Conveyors, Dewatering, virtual entity used as Entity Link for PM Tasks management | THC-DEW-CV | 4000000 | THC-DEW-CV-6340 | Lubricate all pillow block bearings check the autolubricator for proper operation to OEM manual
THC-DEW | 89 | DEW, BTU Conveying system, Weekly lubrication THC-DEW-CV (Millwright) - PM recommended by OEM | Conveyors, Dewatering, virtual entity used as Entity Link for PM Tasks management | THC-DEW-CV | 7000000 | THC-DEW-CV-6460 | Lubricate all pillow block bearings check the autolubricator for proper operation to OEM manual
THC-DEW | 89 | DEW, BTU Conveying system, Weekly lubrication THC-DEW-CV (Millwright) - PM recommended by OEM | Conveyors, Dewatering, virtual entity used as Entity Link for PM Tasks management | THC-DEW-CV | 8000000 | THC-DEW-CV-6480 | Lubricate all pillow block bearings check the autolubricator for proper operation to OEM manual
THC-DEW | 89 | DEW, BTU Conveying system, Weekly lubrication THC-DEW-CV (Millwright) - PM recommended by OEM | Conveyors, Dewatering, virtual entity used as Entity Link for PM Tasks management | THC-DEW-CV | 12000000 | THC-DEW-CV-6580 | Lubricate all pillow block bearings check the autolubricator for proper operation to OEM manual
THC-DEW | 89 | DEW, BTU Conveying system, Weekly lubrication THC-DEW-CV (Millwright) - PM recommended by OEM | Conveyors, Dewatering, virtual entity used as Entity Link for PM Tasks management | THC-DEW-CV | 9000000 | THC-DEW-CV-6520 | Lubricate all pillow block bearings check the autolubricator for proper operation to OEM manual
THC-DEW | 89 | DEW, BTU Conveying system, Weekly lubrication THC-DEW-CV (Millwright) - PM recommended by OEM | Conveyors, Dewatering, virtual entity used as Entity Link for PM Tasks management | THC-DEW-CV | 10000000 | THC-DEW-CV-6540 | Lubricate all pillow block bearings check the autolubricator for proper operation to OEM manual
THC-DEW | 89 | DEW, BTU Conveying system, Weekly lubrication THC-DEW-CV (Millwright) - PM recommended by OEM | Conveyors, Dewatering, virtual entity used as Entity Link for PM Tasks management | THC-DEW-CV | 11000000 | THC-DEW-CV-6560 | Lubricate all pillow block bearings check the autolubricator for proper operation to OEM manual
THC-DEW | 97 | DEW, each 6 months, PM Task , Distribution Valves (DEW-V-6902; DEW-V-6903; DEW-V-6904, 1 Millwright) (OEM rec.) | Valve,Ball,Motorized,Distribution,DEW Biosolids Pumps Discharge to BTU Hopper 6400,Solid Treatment | THC-DEW-V-6902 | 1000000 | THC-DEW-V-6902 | Inspect the lubrication of the valve correct as necessary add grease to actuator
THC-DEW | 97 | DEW, each 6 months, PM Task , Distribution Valves (DEW-V-6902; DEW-V-6903; DEW-V-6904, 1 Millwright) (OEM rec.) | Valve,Ball,Motorized,Distribution,DEW Biosolids Pumps Discharge to BTU Hopper 6400,Solid Treatment | THC-DEW-V-6902 | 3000000 | THC-DEW-V-6904 | Inspect the lubrication of the valve correct as necessary add grease to actuator
THC-DEW | 97 | DEW, each 6 months, PM Task , Distribution Valves (DEW-V-6902; DEW-V-6903; DEW-V-6904, 1 Millwright) (OEM rec.) | Valve,Ball,Motorized,Distribution,DEW Biosolids Pumps Discharge to BTU Hopper 6400,Solid Treatment | THC-DEW-V-6902 | 2000000 | THC-DEW-V-6903 | Inspect the lubrication of the valve correct as necessary add grease to actuator
THC-DIG | 10 | DIG, each 6 months, Routine Inspection, check condensate tank sight glass(1 Plant Technician) | THC-Routine Inspection Work Area 1 | THC-ROUTINE WA1 | 4000000 | THC-DIG-STR-0700B | Check the digester gas condensate tank sight glass for
THC-DIG | 10 | DIG, each 6 months, Routine Inspection, check condensate tank sight glass(1 Plant Technician) | THC-Routine Inspection Work Area 1 | THC-ROUTINE WA1 | 1000000 | THC-DIG-STR-0400B | Check the digester gas condensate tank sight glass for
THC-DIG | 10 | DIG, each 6 months, Routine Inspection, check condensate tank sight glass(1 Plant Technician) | THC-Routine Inspection Work Area 1 | THC-ROUTINE WA1 | 2000000 | THC-DIG-STR-0500B | Check the digester gas condensate tank sight glass for
THC-DIG | 10 | DIG, each 6 months, Routine Inspection, check condensate tank sight glass(1 Plant Technician) | THC-Routine Inspection Work Area 1 | THC-ROUTINE WA1 | 3000000 | THC-DIG-STR-0600B | Check the digester gas condensate tank sight glass for
THC-DIS | 11 | DIS, each 5 years, Fatigue check of storage tank concrete supports (1 Contractor) | THC-PM Work Area 2 | THC-PM-WA2 | 1000000 | THC-DIS-T-0100 | Check for fatigue of the sodium hypochlorite storage tank concrete supports for
THC-DIS | 11 | DIS, each 5 years, Fatigue check of storage tank concrete supports (1 Contractor) | THC-PM Work Area 2 | THC-PM-WA2 | 4000000 | THC-DIS-T-0400 | Check for fatigue of the sodium hypochlorite storage tank concrete supports for
THC-DIS | 11 | DIS, each 5 years, Fatigue check of storage tank concrete supports (1 Contractor) | THC-PM Work Area 2 | THC-PM-WA2 | 2000000 | THC-DIS-T-0200 | Check for fatigue of the sodium hypochlorite storage tank concrete supports for
THC-DIS | 11 | DIS, each 5 years, Fatigue check of storage tank concrete supports (1 Contractor) | THC-PM Work Area 2 | THC-PM-WA2 | 3000000 | THC-DIS-T-0300 | Check for fatigue of the sodium hypochlorite storage tank concrete supports for
THC-DIS | 11 | DIS, each 5 years, Fatigue check of storage tank concrete supports (1 Contractor) | THC-PM Work Area 2 | THC-PM-WA2 | 5000000 | THC-DIS-T-0500 | Check for fatigue of the sodium hypochlorite storage tank concrete supports for
THC-ELS | 12 | Monthly, Visually inspect the 4.16 kV switchgear SF-6 gas levels (1 EICT) | Capacitor 1,Admin 4160V Switchgear,BUS 0101 | THC-ELS-CAP-0101 | 1000000 | THC-ELS-CAP-0101 | Visually inspect the 416 kV switchgear gas levels for
THC-ELS | 12 | Monthly, Visually inspect the 4.16 kV switchgear SF-6 gas levels (1 EICT) | Capacitor 1,Admin 4160V Switchgear,BUS 0101 | THC-ELS-CAP-0101 | 2000000 | THC-ELS-CAP-0202 | Visually inspect the 416 kV switchgear gas levels for
THC-ELS | 12 | Monthly, Visually inspect the 4.16 kV switchgear SF-6 gas levels (1 EICT) | Switch,Load Break,Phase 1 4160V Feeder 1 | THC-ELS-LB-1100 | 2000000 | THC-ELS-LB-1200 | Visually inspect the 416 kV switchgear gas levels for
THC-ELS | 12 | Monthly, Visually inspect the 4.16 kV switchgear SF-6 gas levels (1 EICT) | Switch,Load Break,Phase 1 4160V Feeder 1 | THC-ELS-LB-1100 | 1000000 | THC-ELS-LB-1100 | Visually inspect the 416 kV switchgear gas levels for
THC-ELS | 12 | Monthly, Visually inspect the 4.16 kV switchgear SF-6 gas levels (1 EICT) | Switchgear | THC-ELS-SWG-0101A | 2000000 | THC-ELS-SWG-2000 | Visually inspect the 416 kV switchgear gas levels for
THC-ELS | 12 | Monthly, Visually inspect the 4.16 kV switchgear SF-6 gas levels (1 EICT) | Switchgear | THC-ELS-SWG-0101A | 3000000 | THC-ELS-SWG-1900 | Visually inspect the 416 kV switchgear gas levels for
THC-ELS | 12 | Monthly, Visually inspect the 4.16 kV switchgear SF-6 gas levels (1 EICT) | Switchgear | THC-ELS-SWG-0101A | 1000000 | THC-ELS-SWG-0101A | Visually inspect the 416 kV switchgear gas levels for
THC-ELS | 12 | Monthly, Visually inspect the 4.16 kV switchgear SF-6 gas levels (1 EICT) | Switchgear | THC-ELS-SWG-0101A | 4000000 | THC-ELS-SWG-1200 | Visually inspect the 416 kV switchgear gas levels for
THC-ELS | 12 | Monthly, Visually inspect the 4.16 kV switchgear SF-6 gas levels (1 EICT) | Switchgear | THC-ELS-SWG-0101A | 5000000 | THC-ELS-SWG-1100 | Visually inspect the 416 kV switchgear gas levels for
THC-ELS | 12 | Monthly, Visually inspect the 4.16 kV switchgear SF-6 gas levels (1 EICT) | Switchgear | THC-ELS-SWG-0101A | 7000000 | THC-ELS-SWG-0900 | Visually inspect the 416 kV switchgear gas levels for
THC-ELS | 12 | Monthly, Visually inspect the 4.16 kV switchgear SF-6 gas levels (1 EICT) | Switchgear | THC-ELS-SWG-0101A | 6000000 | THC-ELS-SWG-1000 | Visually inspect the 416 kV switchgear gas levels for
THC-ELS | 12 | Monthly, Visually inspect the 4.16 kV switchgear SF-6 gas levels (1 EICT) | Switchgear | THC-ELS-SWG-0101A | 8000000 | THC-ELS-SWG-0800 | Visually inspect the 416 kV switchgear gas levels for
THC-ELS | 12 | Monthly, Visually inspect the 4.16 kV switchgear SF-6 gas levels (1 EICT) | Switchgear | THC-ELS-SWG-0101A | 10000000 | THC-ELS-SWG-0600 | Visually inspect the 416 kV switchgear gas levels for
THC-ELS | 12 | Monthly, Visually inspect the 4.16 kV switchgear SF-6 gas levels (1 EICT) | Switchgear | THC-ELS-SWG-0101A | 9000000 | THC-ELS-SWG-0700 | Visually inspect the 416 kV switchgear gas levels for
THC-ELS | 12 | Monthly, Visually inspect the 4.16 kV switchgear SF-6 gas levels (1 EICT) | Switchgear | THC-ELS-SWG-0101A | 13000000 | THC-ELS-SWG-0300 | Visually inspect the 416 kV switchgear gas levels for
THC-ELS | 12 | Monthly, Visually inspect the 4.16 kV switchgear SF-6 gas levels (1 EICT) | Switchgear | THC-ELS-SWG-0101A | 11000000 | THC-ELS-SWG-0500 | Visually inspect the 416 kV switchgear gas levels for
THC-ELS | 12 | Monthly, Visually inspect the 4.16 kV switchgear SF-6 gas levels (1 EICT) | Switchgear | THC-ELS-SWG-0101A | 14000000 | THC-ELS-SWG-0202A | Visually inspect the 416 kV switchgear gas levels for
THC-ELS | 12 | Monthly, Visually inspect the 4.16 kV switchgear SF-6 gas levels (1 EICT) | Switchgear | THC-ELS-SWG-0101A | 12000000 | THC-ELS-SWG-0400 | Visually inspect the 416 kV switchgear gas levels for
THC-ELS | 12 | Monthly, Visually inspect the 4.16 kV switchgear SF-6 gas levels (1 EICT) | Switchgear | THC-ELS-SWG-0101A | 15000000 | THC-ELS-SWG-0102 | Visually inspect the 416 kV switchgear gas levels for
THC-ELS | 12 | Monthly, Visually inspect the 4.16 kV switchgear SF-6 gas levels (1 EICT) | Switchgear | THC-ELS-SWG-0101A | 16000000 | THC-ELS-SWG-0101A | Visually inspect the 416 kV switchgear gas levels for
THC-ELS | 25 | 2 years,MCC circuit breaker checks, Perform an IR scan on the horizontal bus bar connections(1 EICT, 1 Contractor) | THC-Condition Based Monitoring | THC-CBM | 1000000 | THC-ELS-MCC-5002 | Perform an IR scan on the horizontal bus bar connections
THC-ELS | 25 | 2 years,MCC circuit breaker checks, Perform an IR scan on the horizontal bus bar connections(1 EICT, 1 Contractor) | THC-Condition Based Monitoring | THC-CBM | 3000000 | THC-ELS-MCC-1401 | Perform an IR scan on the horizontal bus bar connections
THC-ELS | 25 | 2 years,MCC circuit breaker checks, Perform an IR scan on the horizontal bus bar connections(1 EICT, 1 Contractor) | THC-Condition Based Monitoring | THC-CBM | 2000000 | THC-ELS-MCC-5101 | Perform an IR scan on the horizontal bus bar connections
THC-ELS | 25 | 2 years,MCC circuit breaker checks, Perform an IR scan on the horizontal bus bar connections(1 EICT, 1 Contractor) | THC-Condition Based Monitoring | THC-CBM | 9000000 | THC-ELS-MCC-1501 | Perform an IR scan on the horizontal bus bar connections
THC-ELS | 25 | 2 years,MCC circuit breaker checks, Perform an IR scan on the horizontal bus bar connections(1 EICT, 1 Contractor) | THC-Condition Based Monitoring | THC-CBM | 4000000 | THC-ELS-MCC-1402 | Perform an IR scan on the horizontal bus bar connections
THC-ELS | 25 | 2 years,MCC circuit breaker checks, Perform an IR scan on the horizontal bus bar connections(1 EICT, 1 Contractor) | THC-Condition Based Monitoring | THC-CBM | 13000000 | THC-ELS-MCC-1601 | Perform an IR scan on the horizontal bus bar connections
THC-ELS | 25 | 2 years,MCC circuit breaker checks, Perform an IR scan on the horizontal bus bar connections(1 EICT, 1 Contractor) | THC-Condition Based Monitoring | THC-CBM | 5000000 | THC-ELS-MCC-1801 | Perform an IR scan on the horizontal bus bar connections
THC-ELS | 25 | 2 years,MCC circuit breaker checks, Perform an IR scan on the horizontal bus bar connections(1 EICT, 1 Contractor) | THC-Condition Based Monitoring | THC-CBM | 15000000 | THC-ELS-MCC-0401 | Perform an IR scan on the horizontal bus bar connections
THC-ELS | 25 | 2 years,MCC circuit breaker checks, Perform an IR scan on the horizontal bus bar connections(1 EICT, 1 Contractor) | THC-Condition Based Monitoring | THC-CBM | 6000000 | THC-ELS-MCC-1802 | Perform an IR scan on the horizontal bus bar connections
THC-ELS | 25 | 2 years,MCC circuit breaker checks, Perform an IR scan on the horizontal bus bar connections(1 EICT, 1 Contractor) | THC-Condition Based Monitoring | THC-CBM | 16000000 | THC-ELS-MCC-0501 | Perform an IR scan on the horizontal bus bar connections
THC-ELS | 25 | 2 years,MCC circuit breaker checks, Perform an IR scan on the horizontal bus bar connections(1 EICT, 1 Contractor) | THC-Condition Based Monitoring | THC-CBM | 7000000 | THC-ELS-MCC-2001 | Perform an IR scan on the horizontal bus bar connections
THC-ELS | 25 | 2 years,MCC circuit breaker checks, Perform an IR scan on the horizontal bus bar connections(1 EICT, 1 Contractor) | THC-Condition Based Monitoring | THC-CBM | 17000000 | THC-ELS-MCC-0601 | Perform an IR scan on the horizontal bus bar connections
THC-ELS | 25 | 2 years,MCC circuit breaker checks, Perform an IR scan on the horizontal bus bar connections(1 EICT, 1 Contractor) | THC-Condition Based Monitoring | THC-CBM | 8000000 | THC-ELS-MCC-2002 | Perform an IR scan on the horizontal bus bar connections
THC-ELS | 25 | 2 years,MCC circuit breaker checks, Perform an IR scan on the horizontal bus bar connections(1 EICT, 1 Contractor) | THC-Condition Based Monitoring | THC-CBM | 18000000 | THC-ELS-MCC-3501 | Perform an IR scan on the horizontal bus bar connections
THC-ELS | 25 | 2 years,MCC circuit breaker checks, Perform an IR scan on the horizontal bus bar connections(1 EICT, 1 Contractor) | THC-Condition Based Monitoring | THC-CBM | 10000000 | THC-ELS-MCC-1502 | Perform an IR scan on the horizontal bus bar connections
THC-ELS | 25 | 2 years,MCC circuit breaker checks, Perform an IR scan on the horizontal bus bar connections(1 EICT, 1 Contractor) | THC-Condition Based Monitoring | THC-CBM | 20000000 | THC-ELS-MCC-0101 | Perform an IR scan on the horizontal bus bar connections
THC-ELS | 25 | 2 years,MCC circuit breaker checks, Perform an IR scan on the horizontal bus bar connections(1 EICT, 1 Contractor) | THC-Condition Based Monitoring | THC-CBM | 11000000 | THC-ELS-MCC-1701 | Perform an IR scan on the horizontal bus bar connections
THC-ELS | 25 | 2 years,MCC circuit breaker checks, Perform an IR scan on the horizontal bus bar connections(1 EICT, 1 Contractor) | THC-Condition Based Monitoring | THC-CBM | 22000000 | THC-ELS-MCC-2701B | Perform an IR scan on the horizontal bus bar connections
THC-ELS | 25 | 2 years,MCC circuit breaker checks, Perform an IR scan on the horizontal bus bar connections(1 EICT, 1 Contractor) | THC-Condition Based Monitoring | THC-CBM | 12000000 | THC-ELS-MCC-1702 | Perform an IR scan on the horizontal bus bar connections
THC-ELS | 25 | 2 years,MCC circuit breaker checks, Perform an IR scan on the horizontal bus bar connections(1 EICT, 1 Contractor) | THC-Condition Based Monitoring | THC-CBM | 27000000 | THC-ELS-MCC-2101 | Perform an IR scan on the horizontal bus bar connections
THC-ELS | 25 | 2 years,MCC circuit breaker checks, Perform an IR scan on the horizontal bus bar connections(1 EICT, 1 Contractor) | THC-Condition Based Monitoring | THC-CBM | 14000000 | THC-ELS-MCC-1602 | Perform an IR scan on the horizontal bus bar connections
THC-ELS | 25 | 2 years,MCC circuit breaker checks, Perform an IR scan on the horizontal bus bar connections(1 EICT, 1 Contractor) | THC-Condition Based Monitoring | THC-CBM | 33000000 | THC-ELS-MCC-1202 | Perform an IR scan on the horizontal bus bar connections
THC-ELS | 25 | 2 years,MCC circuit breaker checks, Perform an IR scan on the horizontal bus bar connections(1 EICT, 1 Contractor) | THC-Condition Based Monitoring | THC-CBM | 19000000 | THC-ELS-MCC-3601 | Perform an IR scan on the horizontal bus bar connections
THC-ELS | 25 | 2 years,MCC circuit breaker checks, Perform an IR scan on the horizontal bus bar connections(1 EICT, 1 Contractor) | THC-Condition Based Monitoring | THC-CBM | 34000000 | THC-ELS-MCC-1203E | Perform an IR scan on the horizontal bus bar connections
THC-ELS | 25 | 2 years,MCC circuit breaker checks, Perform an IR scan on the horizontal bus bar connections(1 EICT, 1 Contractor) | THC-Condition Based Monitoring | THC-CBM | 21000000 | THC-ELS-MCC-0102 | Perform an IR scan on the horizontal bus bar connections
THC-ELS | 25 | 2 years,MCC circuit breaker checks, Perform an IR scan on the horizontal bus bar connections(1 EICT, 1 Contractor) | THC-Condition Based Monitoring | THC-CBM | 36000000 | THC-ELS-MCC-1002 | Perform an IR scan on the horizontal bus bar connections
THC-ELS | 25 | 2 years,MCC circuit breaker checks, Perform an IR scan on the horizontal bus bar connections(1 EICT, 1 Contractor) | THC-Condition Based Monitoring | THC-CBM | 23000000 | THC-ELS-MCC-2301 | Perform an IR scan on the horizontal bus bar connections
THC-ELS | 25 | 2 years,MCC circuit breaker checks, Perform an IR scan on the horizontal bus bar connections(1 EICT, 1 Contractor) | THC-Condition Based Monitoring | THC-CBM | 38000000 | THC-ELS-MCC-0702 | Perform an IR scan on the horizontal bus bar connections
THC-ELS | 25 | 2 years,MCC circuit breaker checks, Perform an IR scan on the horizontal bus bar connections(1 EICT, 1 Contractor) | THC-Condition Based Monitoring | THC-CBM | 24000000 | THC-ELS-MCC-2802 | Perform an IR scan on the horizontal bus bar connections
THC-ELS | 25 | 2 years,MCC circuit breaker checks, Perform an IR scan on the horizontal bus bar connections(1 EICT, 1 Contractor) | THC-Condition Based Monitoring | THC-CBM | 39000000 | THC-ELS-MCC-3402 | Perform an IR scan on the horizontal bus bar connections
THC-ELS | 25 | 2 years,MCC circuit breaker checks, Perform an IR scan on the horizontal bus bar connections(1 EICT, 1 Contractor) | THC-Condition Based Monitoring | THC-CBM | 25000000 | THC-ELS-MCC-0202 | Perform an IR scan on the horizontal bus bar connections
THC-ELS | 25 | 2 years,MCC circuit breaker checks, Perform an IR scan on the horizontal bus bar connections(1 EICT, 1 Contractor) | THC-Condition Based Monitoring | THC-CBM | 40000000 | THC-ELS-MCC-0801 | Perform an IR scan on the horizontal bus bar connections
THC-ELS | 25 | 2 years,MCC circuit breaker checks, Perform an IR scan on the horizontal bus bar connections(1 EICT, 1 Contractor) | THC-Condition Based Monitoring | THC-CBM | 26000000 | THC-ELS-MCC-0302 | Perform an IR scan on the horizontal bus bar connections
THC-ELS | 25 | 2 years,MCC circuit breaker checks, Perform an IR scan on the horizontal bus bar connections(1 EICT, 1 Contractor) | THC-Condition Based Monitoring | THC-CBM | 43000000 | THC-ELS-MCC-2502 | Perform an IR scan on the horizontal bus bar connections
THC-ELS | 25 | 2 years,MCC circuit breaker checks, Perform an IR scan on the horizontal bus bar connections(1 EICT, 1 Contractor) | THC-Condition Based Monitoring | THC-CBM | 28000000 | THC-ELS-MCC-2102 | Perform an IR scan on the horizontal bus bar connections
THC-ELS | 25 | 2 years,MCC circuit breaker checks, Perform an IR scan on the horizontal bus bar connections(1 EICT, 1 Contractor) | THC-Condition Based Monitoring | THC-CBM | 44000000 | THC-ELS-MCC-2503E | Perform an IR scan on the horizontal bus bar connections
THC-ELS | 25 | 2 years,MCC circuit breaker checks, Perform an IR scan on the horizontal bus bar connections(1 EICT, 1 Contractor) | THC-Condition Based Monitoring | THC-CBM | 29000000 | THC-ELS-MCC-1101 | Perform an IR scan on the horizontal bus bar connections
THC-ELS | 25 | 2 years,MCC circuit breaker checks, Perform an IR scan on the horizontal bus bar connections(1 EICT, 1 Contractor) | THC-Condition Based Monitoring | THC-CBM | 45000000 | THC-ELS-MCC-3701 | Perform an IR scan on the horizontal bus bar connections
THC-ELS | 25 | 2 years,MCC circuit breaker checks, Perform an IR scan on the horizontal bus bar connections(1 EICT, 1 Contractor) | THC-Condition Based Monitoring | THC-CBM | 30000000 | THC-ELS-MCC-1102 | Perform an IR scan on the horizontal bus bar connections
THC-ELS | 25 | 2 years,MCC circuit breaker checks, Perform an IR scan on the horizontal bus bar connections(1 EICT, 1 Contractor) | THC-Condition Based Monitoring | THC-CBM | 46000000 | THC-ELS-MCC-3702 | Perform an IR scan on the horizontal bus bar connections
THC-ELS | 25 | 2 years,MCC circuit breaker checks, Perform an IR scan on the horizontal bus bar connections(1 EICT, 1 Contractor) | THC-Condition Based Monitoring | THC-CBM | 31000000 | THC-ELS-MCC-1103E | Perform an IR scan on the horizontal bus bar connections
THC-ELS | 25 | 2 years,MCC circuit breaker checks, Perform an IR scan on the horizontal bus bar connections(1 EICT, 1 Contractor) | THC-Condition Based Monitoring | THC-CBM | 47000000 | THC-ELS-MCC-2401 | Perform an IR scan on the horizontal bus bar connections
THC-ELS | 25 | 2 years,MCC circuit breaker checks, Perform an IR scan on the horizontal bus bar connections(1 EICT, 1 Contractor) | THC-Condition Based Monitoring | THC-CBM | 32000000 | THC-ELS-MCC-1201 | Perform an IR scan on the horizontal bus bar connections
THC-ELS | 25 | 2 years,MCC circuit breaker checks, Perform an IR scan on the horizontal bus bar connections(1 EICT, 1 Contractor) | THC-Condition Based Monitoring | THC-CBM | 48000000 | THC-ELS-MCC-2402 | Perform an IR scan on the horizontal bus bar connections
THC-ELS | 25 | 2 years,MCC circuit breaker checks, Perform an IR scan on the horizontal bus bar connections(1 EICT, 1 Contractor) | THC-Condition Based Monitoring | THC-CBM | 35000000 | THC-ELS-MCC-1001 | Perform an IR scan on the horizontal bus bar connections
THC-ELS | 25 | 2 years,MCC circuit breaker checks, Perform an IR scan on the horizontal bus bar connections(1 EICT, 1 Contractor) | THC-Condition Based Monitoring | THC-CBM | 37000000 | THC-ELS-MCC-0701 | Perform an IR scan on the horizontal bus bar connections
THC-ELS | 25 | 2 years,MCC circuit breaker checks, Perform an IR scan on the horizontal bus bar connections(1 EICT, 1 Contractor) | THC-Condition Based Monitoring | THC-CBM | 41000000 | THC-ELS-MCC-0802 | Perform an IR scan on the horizontal bus bar connections
THC-ELS | 25 | 2 years,MCC circuit breaker checks, Perform an IR scan on the horizontal bus bar connections(1 EICT, 1 Contractor) | THC-Condition Based Monitoring | THC-CBM | 42000000 | THC-ELS-MCC-2501 | Perform an IR scan on the horizontal bus bar connections
THC-ELS | 25 | 2 years,MCC circuit breaker checks, Perform an IR scan on the horizontal bus bar connections(1 EICT, 1 Contractor) | THC-Condition Based Monitoring | THC-CBM | 49000000 | THC-ELS-MCC-2601 | Perform an IR scan on the horizontal bus bar connections
THC-ELS | 25 | 2 years,MCC circuit breaker checks, Perform an IR scan on the horizontal bus bar connections(1 EICT, 1 Contractor) | THC-Condition Based Monitoring | THC-CBM | 50000000 | THC-ELS-MCC-2602 | Perform an IR scan on the horizontal bus bar connections
THC-ELS | 26 | UPS monthly checks, inspection and cleaning | Power supply, UPS | THC-ELS-PS-0003 | 3000000 | THC-ELS-UPS-1901 | Inspect and clean as required
THC-ELS | 26 | UPS monthly checks, inspection and cleaning | Power supply, UPS | THC-ELS-PS-0003 | 1000000 | THC-ELS-UPS-1301 | Inspect and clean as required
THC-ELS | 26 | UPS monthly checks, inspection and cleaning | Power supply, UPS | THC-ELS-PS-0003 | 5000000 | THC-ELS-UPS-2001B | Inspect and clean as required
THC-ELS | 26 | UPS monthly checks, inspection and cleaning | Power supply, UPS | THC-ELS-PS-0003 | 2000000 | THC-ELS-UPS-2510 | Inspect and clean as required
THC-ELS | 26 | UPS monthly checks, inspection and cleaning | Power supply, UPS | THC-ELS-PS-0003 | 8000000 | THC-ELS-CP-0514 | Inspect and clean as required
THC-ELS | 26 | UPS monthly checks, inspection and cleaning | Power supply, UPS | THC-ELS-PS-0003 | 4000000 | THC-ELS-UPS-2001 | Inspect and clean as required
THC-ELS | 26 | UPS monthly checks, inspection and cleaning | Power supply, UPS | THC-ELS-PS-0003 | 11000000 | THC-THK-UPS-1613 | Inspect and clean as required
THC-ELS | 26 | UPS monthly checks, inspection and cleaning | Power supply, UPS | THC-ELS-PS-0003 | 6000000 | THC-ELS-UPS-2201 | Inspect and clean as required
THC-ELS | 26 | UPS monthly checks, inspection and cleaning | Power supply, UPS | THC-ELS-PS-0003 | 13000000 | THC-THK-UPS-1615 | Inspect and clean as required
THC-ELS | 26 | UPS monthly checks, inspection and cleaning | Power supply, UPS | THC-ELS-PS-0003 | 7000000 | THC-ELS-UPS-2401 | Inspect and clean as required
THC-ELS | 26 | UPS monthly checks, inspection and cleaning | Power supply, UPS | THC-ELS-PS-0003 | 14000000 | THC-THK-UPS-1616 | Inspect and clean as required
THC-ELS | 26 | UPS monthly checks, inspection and cleaning | Power supply, UPS | THC-ELS-PS-0003 | 9000000 | THC-THK-UPS-1611 | Inspect and clean as required
THC-ELS | 26 | UPS monthly checks, inspection and cleaning | Power supply, UPS | THC-ELS-PS-0003 | 15000000 | THC-ELS-UPS-1811E | Inspect and clean as required
THC-ELS | 26 | UPS monthly checks, inspection and cleaning | Power supply, UPS | THC-ELS-PS-0003 | 10000000 | THC-THK-UPS-1612 | Inspect and clean as required
THC-ELS | 26 | UPS monthly checks, inspection and cleaning | Power supply, UPS | THC-ELS-PS-0003 | 17000000 | THC-ELS-UPS-2505 | Inspect and clean as required
THC-ELS | 26 | UPS monthly checks, inspection and cleaning | Power supply, UPS | THC-ELS-PS-0003 | 12000000 | THC-THK-UPS-1614 | Inspect and clean as required
THC-ELS | 26 | UPS monthly checks, inspection and cleaning | Power supply, UPS | THC-ELS-PS-0003 | 19000000 | THC-ELS-UPS-1605 | Inspect and clean as required
THC-ELS | 26 | UPS monthly checks, inspection and cleaning | Power supply, UPS | THC-ELS-PS-0003 | 16000000 | THC-ELS-UPS-1525 | Inspect and clean as required
THC-ELS | 26 | UPS monthly checks, inspection and cleaning | Power supply, UPS | THC-ELS-PS-0003 | 18000000 | THC-THK-UPS-1601 | Inspect and clean as required
THC-ELS | 26 | UPS monthly checks, inspection and cleaning | Power supply, UPS | THC-ELS-PS-0003 | 20000000 | THC-ELS-UPS-1801E | Inspect and clean as required
THC-ELS | 28 | 6 months, UPS units inspection and cleaning | Power supply, UPS | THC-ELS-PS-0003 | 2000000 | THC-ELS-UPS-2510 | Inspect and clean as required
THC-ELS | 28 | 6 months, UPS units inspection and cleaning | Power supply, UPS | THC-ELS-PS-0003 | 1000000 | THC-ELS-UPS-1301 | Inspect and clean as required
THC-ELS | 28 | 6 months, UPS units inspection and cleaning | Power supply, UPS | THC-ELS-PS-0003 | 3000000 | THC-ELS-UPS-1901 | Inspect and clean as required
THC-ELS | 28 | 6 months, UPS units inspection and cleaning | Power supply, UPS | THC-ELS-PS-0003 | 8000000 | THC-ELS-CP-0514 | Inspect and clean as required
THC-ELS | 28 | 6 months, UPS units inspection and cleaning | Power supply, UPS | THC-ELS-PS-0003 | 4000000 | THC-ELS-UPS-2001 | Inspect and clean as required
THC-ELS | 28 | 6 months, UPS units inspection and cleaning | Power supply, UPS | THC-ELS-PS-0003 | 9000000 | THC-THK-UPS-1611 | Inspect and clean as required
THC-ELS | 28 | 6 months, UPS units inspection and cleaning | Power supply, UPS | THC-ELS-PS-0003 | 5000000 | THC-ELS-UPS-2001B | Inspect and clean as required
THC-ELS | 28 | 6 months, UPS units inspection and cleaning | Power supply, UPS | THC-ELS-PS-0003 | 10000000 | THC-THK-UPS-1612 | Inspect and clean as required
THC-ELS | 28 | 6 months, UPS units inspection and cleaning | Power supply, UPS | THC-ELS-PS-0003 | 6000000 | THC-ELS-UPS-2201 | Inspect and clean as required
THC-ELS | 28 | 6 months, UPS units inspection and cleaning | Power supply, UPS | THC-ELS-PS-0003 | 19000000 | THC-ELS-UPS-1605 | Inspect and clean as required
THC-ELS | 28 | 6 months, UPS units inspection and cleaning | Power supply, UPS | THC-ELS-PS-0003 | 7000000 | THC-ELS-UPS-2401 | Inspect and clean as required
THC-ELS | 28 | 6 months, UPS units inspection and cleaning | Power supply, UPS | THC-ELS-PS-0003 | 20000000 | THC-ELS-UPS-1801E | Inspect and clean as required
THC-ELS | 28 | 6 months, UPS units inspection and cleaning | Power supply, UPS | THC-ELS-PS-0003 | 11000000 | THC-THK-UPS-1613 | Inspect and clean as required
THC-ELS | 28 | 6 months, UPS units inspection and cleaning | Power supply, UPS | THC-ELS-PS-0003 | 12000000 | THC-THK-UPS-1614 | Inspect and clean as required
THC-ELS | 28 | 6 months, UPS units inspection and cleaning | Power supply, UPS | THC-ELS-PS-0003 | 13000000 | THC-THK-UPS-1615 | Inspect and clean as required
THC-ELS | 28 | 6 months, UPS units inspection and cleaning | Power supply, UPS | THC-ELS-PS-0003 | 14000000 | THC-THK-UPS-1616 | Inspect and clean as required
THC-ELS | 28 | 6 months, UPS units inspection and cleaning | Power supply, UPS | THC-ELS-PS-0003 | 15000000 | THC-ELS-UPS-1811E | Inspect and clean as required
THC-ELS | 28 | 6 months, UPS units inspection and cleaning | Power supply, UPS | THC-ELS-PS-0003 | 16000000 | THC-ELS-UPS-1525 | Inspect and clean as required
THC-ELS | 28 | 6 months, UPS units inspection and cleaning | Power supply, UPS | THC-ELS-PS-0003 | 17000000 | THC-ELS-UPS-2505 | Inspect and clean as required
THC-ELS | 28 | 6 months, UPS units inspection and cleaning | Power supply, UPS | THC-ELS-PS-0003 | 18000000 | THC-THK-UPS-1601 | Inspect and clean as required
THC-ELS | 32 | Annual EICT RPU Testing Tasks | RPU- Electrical Services, Maintenance- virtual entity | THC-ELS-RPU | 1000000 | THC-PLT-UPS-3010 | Test the control panel UPS
THC-ELS | 32 | Annual EICT RPU Testing Tasks | RPU- Electrical Services, Maintenance- virtual entity | THC-ELS-RPU | 2000000 | THC-PLT-UPS-3009 | Test the control panel UPS
THC-ELS | 32 | Annual EICT RPU Testing Tasks | RPU- Electrical Services, Maintenance- virtual entity | THC-ELS-RPU | 3000000 | THC-PLT-UPS-3008 | Test the control panel UPS
THC-ELS | 32 | Annual EICT RPU Testing Tasks | RPU- Electrical Services, Maintenance- virtual entity | THC-ELS-RPU | 4000000 | THC-PLT-UPS-3007 | Test the control panel UPS
THC-ELS | 32 | Annual EICT RPU Testing Tasks | RPU- Electrical Services, Maintenance- virtual entity | THC-ELS-RPU | 6000000 | THC-PLT-UPS-3005 | Test the control panel UPS
THC-ELS | 32 | Annual EICT RPU Testing Tasks | RPU- Electrical Services, Maintenance- virtual entity | THC-ELS-RPU | 5000000 | THC-PLT-UPS-3006 | Test the control panel UPS
THC-ELS | 32 | Annual EICT RPU Testing Tasks | RPU- Electrical Services, Maintenance- virtual entity | THC-ELS-RPU | 7000000 | THC-PLT-UPS-3004 | Test the control panel UPS
THC-ELS | 32 | Annual EICT RPU Testing Tasks | RPU- Electrical Services, Maintenance- virtual entity | THC-ELS-RPU | 8000000 | THC-PLT-UPS-3003 | Test the control panel UPS
THC-ELS | 32 | Annual EICT RPU Testing Tasks | RPU- Electrical Services, Maintenance- virtual entity | THC-ELS-RPU | 9000000 | THC-PLT-UPS-0200 | Test the control panel UPS
THC-ELS | 32 | Annual EICT RPU Testing Tasks | RPU- Electrical Services, Maintenance- virtual entity | THC-ELS-RPU | 10000000 | THC-OCS-UPS-3013 | Test the control panel UPS
THC-HH | 2 | LEGISLATED! Daily THC-PS-BLDG-0001 Plant Technician Inspection Tasks | Headhouse Plant Services System | THC-PS-BLDG-0001 | 1000000 | THC-MCS-CRN-6001 | Inspect the crane before operating
THC-HH | 2 | LEGISLATED! Daily THC-PS-BLDG-0001 Plant Technician Inspection Tasks | Headhouse Plant Services System | THC-PS-BLDG-0001 | 3000000 | THC-MCS-CRN-6003 | Inspect the crane before operating
THC-HH | 2 | LEGISLATED! Daily THC-PS-BLDG-0001 Plant Technician Inspection Tasks | Headhouse Plant Services System | THC-PS-BLDG-0001 | 2000000 | THC-MCS-CRN-6002 | Inspect the crane before operating
THC-HH | 5 | Daily Millwright Inspection Tasks | Headhouse Odour Control System | THC-OCS-BLDG-0001 | 1000000 | THC-PWA-STR-1010 | Inspect the strainer gearbox for noise changes
THC-HH | 5 | Daily Millwright Inspection Tasks | Headhouse Odour Control System | THC-OCS-BLDG-0001 | 2000000 | THC-PWA-STR-1020 | Inspect the strainer gearbox for noise changes
THC-HH | 6 | Daily Plant Technician Sump Pump Inspection Tasks | Headhouse Odour Control System | THC-OCS-BLDG-0001 | 2000000 | THC-OCS-P-6220 | Inspect the sump pump for proper operation
THC-HH | 6 | Daily Plant Technician Sump Pump Inspection Tasks | Headhouse Odour Control System | THC-OCS-BLDG-0001 | 1000000 | THC-OCS-P-6210 | Inspect the sump pump for proper operation
THC-HH | 6 | Daily Plant Technician Sump Pump Inspection Tasks | Phase IV, Building O Odour Control System | THC-OCS-BLDG-O | 1000000 | THC-OCS-P-0210 | Inspect the sump pump for proper operation
THC-HH | 6 | Daily Plant Technician Sump Pump Inspection Tasks | Phase IV, Building O Odour Control System | THC-OCS-BLDG-O | 2000000 | THC-OCS-P-0220 | Inspect the sump pump for proper operation
THC-HH | 7 | Daily THC-OCS-BLDG-O Plant Technician Odour Control Heater Inspection Tasks | Phase IV, Building O Odour Control System | THC-OCS-BLDG-O | 2000000 | THC-OCS-HTR-0110 | Inspect the operation of the heat tracing
THC-HH | 7 | Daily THC-OCS-BLDG-O Plant Technician Odour Control Heater Inspection Tasks | Phase IV, Building O Odour Control System | THC-OCS-BLDG-O | 1000000 | THC-OCS-HTR-0100 | Inspect the operation of the heat tracing
THC-HH | 7 | Daily THC-OCS-BLDG-O Plant Technician Odour Control Heater Inspection Tasks | Phase IV, Building O Odour Control System | THC-OCS-BLDG-O | 3000000 | THC-OCS-HTR-0400 | Inspect the operation of the heat tracing
THC-HH | 7 | Daily THC-OCS-BLDG-O Plant Technician Odour Control Heater Inspection Tasks | Phase IV, Building O Odour Control System | THC-OCS-BLDG-O | 4000000 | THC-OCS-HTR-0410 | Inspect the operation of the heat tracing
THC-HH | 7 | Daily THC-OCS-BLDG-O Plant Technician Odour Control Heater Inspection Tasks | Phase IV, Building O Odour Control System | THC-OCS-BLDG-O | 7000000 | THC-OCS-HTR-0405 | Inspect the operation of the heat tracing
THC-HH | 7 | Daily THC-OCS-BLDG-O Plant Technician Odour Control Heater Inspection Tasks | Phase IV, Building O Odour Control System | THC-OCS-BLDG-O | 5000000 | THC-OCS-HTR-0131 | Inspect the operation of the heat tracing
THC-HH | 7 | Daily THC-OCS-BLDG-O Plant Technician Odour Control Heater Inspection Tasks | Phase IV, Building O Odour Control System | THC-OCS-BLDG-O | 8000000 | THC-OCS-HTR-0411 | Inspect the operation of the heat tracing
THC-HH | 7 | Daily THC-OCS-BLDG-O Plant Technician Odour Control Heater Inspection Tasks | Phase IV, Building O Odour Control System | THC-OCS-BLDG-O | 6000000 | THC-OCS-HTR-0401 | Inspect the operation of the heat tracing
THC-HH | 7 | Daily THC-OCS-BLDG-O Plant Technician Odour Control Heater Inspection Tasks | Phase IV, Building O Odour Control System | THC-OCS-BLDG-O | 9000000 | THC-OCS-HTR-0415 | Inspect the operation of the heat tracing
THC-HH | 7 | Daily THC-OCS-BLDG-O Plant Technician Odour Control Heater Inspection Tasks | Phase IV, Building O Odour Control System | THC-OCS-BLDG-O | 11000000 | THC-OCS-HTR-0425 | Inspect the operation of the heat tracing
THC-HH | 7 | Daily THC-OCS-BLDG-O Plant Technician Odour Control Heater Inspection Tasks | Phase IV, Building O Odour Control System | THC-OCS-BLDG-O | 10000000 | THC-OCS-HTR-0421 | Inspect the operation of the heat tracing
THC-HH | 7 | Daily THC-OCS-BLDG-O Plant Technician Odour Control Heater Inspection Tasks | Phase IV, Building O Odour Control System | THC-OCS-BLDG-O | 13000000 | THC-OCS-HTR-0432 | Inspect the operation of the heat tracing
THC-HH | 7 | Daily THC-OCS-BLDG-O Plant Technician Odour Control Heater Inspection Tasks | Phase IV, Building O Odour Control System | THC-OCS-BLDG-O | 12000000 | THC-OCS-HTR-0431 | Inspect the operation of the heat tracing
THC-HH | 7 | Daily THC-OCS-BLDG-O Plant Technician Odour Control Heater Inspection Tasks | Phase IV, Building O Odour Control System | THC-OCS-BLDG-O | 14000000 | THC-OCS-HTR-0435 | Inspect the operation of the heat tracing
THC-HH | 7 | Daily THC-OCS-BLDG-O Plant Technician Odour Control Heater Inspection Tasks | Phase IV, Building O Odour Control System | THC-OCS-BLDG-O | 15000000 | THC-OCS-HTR-0441 | Inspect the operation of the heat tracing
THC-HH | 7 | Daily THC-OCS-BLDG-O Plant Technician Odour Control Heater Inspection Tasks | Phase IV, Building O Odour Control System | THC-OCS-BLDG-O | 17000000 | THC-OCS-HTR-0451 | Inspect the operation of the heat tracing
THC-HH | 7 | Daily THC-OCS-BLDG-O Plant Technician Odour Control Heater Inspection Tasks | Phase IV, Building O Odour Control System | THC-OCS-BLDG-O | 16000000 | THC-OCS-HTR-0445 | Inspect the operation of the heat tracing
THC-HH | 8 | Daily THC-OCS-BLDG-0001 Plant Technician Odour Control Heater Inspection Tasks | Headhouse Odour Control System | THC-OCS-BLDG-0001 | 2000000 | THC-OCS-HTR-6020 | Inspect the operation of the heat tracing
THC-HH | 8 | Daily THC-OCS-BLDG-0001 Plant Technician Odour Control Heater Inspection Tasks | Headhouse Odour Control System | THC-OCS-BLDG-0001 | 1000000 | THC-OCS-HTR-6010 | Inspect the operation of the heat tracing
THC-HH | 8 | Daily THC-OCS-BLDG-0001 Plant Technician Odour Control Heater Inspection Tasks | Headhouse Odour Control System | THC-OCS-BLDG-0001 | 3000000 | THC-OCS-HTR-6011 | Inspect the operation of the heat tracing
THC-HH | 8 | Daily THC-OCS-BLDG-0001 Plant Technician Odour Control Heater Inspection Tasks | Headhouse Odour Control System | THC-OCS-BLDG-0001 | 5000000 | THC-OCS-HTR-6021 | Inspect the operation of the heat tracing
THC-HH | 8 | Daily THC-OCS-BLDG-0001 Plant Technician Odour Control Heater Inspection Tasks | Headhouse Odour Control System | THC-OCS-BLDG-0001 | 4000000 | THC-OCS-HTR-6012 | Inspect the operation of the heat tracing
THC-HH | 8 | Daily THC-OCS-BLDG-0001 Plant Technician Odour Control Heater Inspection Tasks | Headhouse Odour Control System | THC-OCS-BLDG-0001 | 8000000 | THC-OCS-HTR-6041 | Inspect the operation of the heat tracing
THC-HH | 8 | Daily THC-OCS-BLDG-0001 Plant Technician Odour Control Heater Inspection Tasks | Headhouse Odour Control System | THC-OCS-BLDG-0001 | 6000000 | THC-OCS-HTR-6022 | Inspect the operation of the heat tracing
THC-HH | 8 | Daily THC-OCS-BLDG-0001 Plant Technician Odour Control Heater Inspection Tasks | Headhouse Odour Control System | THC-OCS-BLDG-0001 | 9000000 | THC-OCS-HTR-6042 | Inspect the operation of the heat tracing
THC-HH | 8 | Daily THC-OCS-BLDG-0001 Plant Technician Odour Control Heater Inspection Tasks | Headhouse Odour Control System | THC-OCS-BLDG-0001 | 7000000 | THC-OCS-HTR-6035 | Inspect the operation of the heat tracing
THC-HH | 8 | Daily THC-OCS-BLDG-0001 Plant Technician Odour Control Heater Inspection Tasks | Headhouse Odour Control System | THC-OCS-BLDG-0001 | 12000000 | THC-OCS-HTR-6071 | Inspect the operation of the heat tracing
THC-HH | 8 | Daily THC-OCS-BLDG-0001 Plant Technician Odour Control Heater Inspection Tasks | Headhouse Odour Control System | THC-OCS-BLDG-0001 | 10000000 | THC-OCS-HTR-6051 | Inspect the operation of the heat tracing
THC-HH | 8 | Daily THC-OCS-BLDG-0001 Plant Technician Odour Control Heater Inspection Tasks | Headhouse Odour Control System | THC-OCS-BLDG-0001 | 14000000 | THC-OCS-HTR-6091 | Inspect the operation of the heat tracing
THC-HH | 8 | Daily THC-OCS-BLDG-0001 Plant Technician Odour Control Heater Inspection Tasks | Headhouse Odour Control System | THC-OCS-BLDG-0001 | 11000000 | THC-OCS-HTR-6061 | Inspect the operation of the heat tracing
THC-HH | 8 | Daily THC-OCS-BLDG-0001 Plant Technician Odour Control Heater Inspection Tasks | Headhouse Odour Control System | THC-OCS-BLDG-0001 | 15000000 | THC-OCS-HTR-6101 | Inspect the operation of the heat tracing
THC-HH | 8 | Daily THC-OCS-BLDG-0001 Plant Technician Odour Control Heater Inspection Tasks | Headhouse Odour Control System | THC-OCS-BLDG-0001 | 13000000 | THC-OCS-HTR-6081 | Inspect the operation of the heat tracing
THC-HH | 8 | Daily THC-OCS-BLDG-0001 Plant Technician Odour Control Heater Inspection Tasks | Headhouse Odour Control System | THC-OCS-BLDG-0001 | 16000000 | THC-OCS-HTR-6111 | Inspect the operation of the heat tracing
THC-HH | 8 | Daily THC-OCS-BLDG-0001 Plant Technician Odour Control Heater Inspection Tasks | Headhouse Odour Control System | THC-OCS-BLDG-0001 | 18000000 | THC-OCS-HTR-6141 | Inspect the operation of the heat tracing
THC-HH | 8 | Daily THC-OCS-BLDG-0001 Plant Technician Odour Control Heater Inspection Tasks | Headhouse Odour Control System | THC-OCS-BLDG-0001 | 17000000 | THC-OCS-HTR-6131 | Inspect the operation of the heat tracing
THC-HH | 8 | Daily THC-OCS-BLDG-0001 Plant Technician Odour Control Heater Inspection Tasks | Headhouse Odour Control System | THC-OCS-BLDG-0001 | 19000000 | THC-OCS-HTR-6151 | Inspect the operation of the heat tracing
THC-HH | 8 | Daily THC-OCS-BLDG-0001 Plant Technician Odour Control Heater Inspection Tasks | Headhouse Odour Control System | THC-OCS-BLDG-0001 | 20000000 | THC-OCS-HTR-6171 | Inspect the operation of the heat tracing
THC-HH | 15 | Monthly Millwright Blower Maintenance Tasks | Blower, Blower Room, Channel Aeration | THC-PLT-BL-2100 | 2000000 | THC-PLT-V-2114 | Inspect the valve for leaks corrosion damage and buildup of debris
THC-HH | 15 | Monthly Millwright Blower Maintenance Tasks | Blower, Blower Room, Channel Aeration | THC-PLT-BL-2100 | 1000000 | THC-PLT-V-2110 | Inspect the valve for leaks corrosion damage and buildup of debris
THC-HH | 15 | Monthly Millwright Blower Maintenance Tasks | Blower, Blower Room, Channel Aeration | THC-PLT-BL-2200 | 1000000 | THC-PLT-V-2210 | Inspect the valve for leaks corrosion damage and buildup of debris
THC-HH | 15 | Monthly Millwright Blower Maintenance Tasks | Blower, Blower Room, Channel Aeration | THC-PLT-BL-2200 | 2000000 | THC-PLT-V-2214 | Inspect the valve for leaks corrosion damage and buildup of debris
THC-HH | 15 | Monthly Millwright Blower Maintenance Tasks | Blower, Blower Room, Channel Aeration | THC-PLT-BL-2300 | 2000000 | THC-PLT-V-2314 | Inspect the valve for leaks corrosion damage and buildup of debris
THC-HH | 15 | Monthly Millwright Blower Maintenance Tasks | Blower, Blower Room, Channel Aeration | THC-PLT-BL-2300 | 1000000 | THC-PLT-V-2310 | Inspect the valve for leaks corrosion damage and buildup of debris
THC-HH | 15 | Monthly Millwright Blower Maintenance Tasks | Blower, Blower Room, Channel Aeration | THC-PLT-BL-2400 | 1000000 | THC-PLT-V-2410 | Inspect the valve for leaks corrosion damage and buildup of debris
THC-HH | 15 | Monthly Millwright Blower Maintenance Tasks | Blower, Blower Room, Channel Aeration | THC-PLT-BL-2400 | 2000000 | THC-PLT-V-2414 | Inspect the valve for leaks corrosion damage and buildup of debris
THC-HH | 21 | Quarterly Millwright Grit Pump Maintenance Tasks | Pump, Grit Slurry, Vortex Grit Pipe Gallery, Grit Removal | THC-PLT-P-0920 | 1000000 | THC-PLT-V-0914 | Inspect the valve for leaks corrosion damage and buildup of debris
THC-HH | 21 | Quarterly Millwright Grit Pump Maintenance Tasks | Pump, Grit Slurry, Vortex Grit Pipe Gallery, Grit Removal | THC-PLT-P-0920 | 2000000 | THC-PLT-V-0926 | Inspect the valve for leaks corrosion damage and buildup of debris
THC-HH | 21 | Quarterly Millwright Grit Pump Maintenance Tasks | Pump, Grit Slurry, Vortex Grit Pipe Gallery, Grit Removal | THC-PLT-P-0920 | 3000000 | THC-PLT-V-0927 | Inspect the valve for leaks corrosion damage and buildup of debris
THC-HH | 21 | Quarterly Millwright Grit Pump Maintenance Tasks | Pump, Grit Slurry, Vortex Grit Pipe Gallery, Grit Removal | THC-PLT-P-0920 | 4000000 | THC-PLT-V-0928 | Inspect the valve for leaks corrosion damage and buildup of debris
THC-HH | 21 | Quarterly Millwright Grit Pump Maintenance Tasks | Pump, Grit Slurry, Vortex Grit Pipe Gallery, Grit Removal | THC-PLT-P-0920 | 5000000 | THC-PLT-V-0929 | Inspect the valve for leaks corrosion damage and buildup of debris
THC-HH | 21 | Quarterly Millwright Grit Pump Maintenance Tasks | Pump, Grit Slurry, Vortex Grit Pipe Gallery, Grit Removal | THC-PLT-P-0940 | 2000000 | THC-PLT-V-0946 | Inspect the valve for leaks corrosion damage and buildup of debris
THC-HH | 21 | Quarterly Millwright Grit Pump Maintenance Tasks | Pump, Grit Slurry, Vortex Grit Pipe Gallery, Grit Removal | THC-PLT-P-0940 | 5000000 | THC-PLT-V-0949 | Inspect the valve for leaks corrosion damage and buildup of debris
THC-HH | 21 | Quarterly Millwright Grit Pump Maintenance Tasks | Pump, Grit Slurry, Vortex Grit Pipe Gallery, Grit Removal | THC-PLT-P-0940 | 1000000 | THC-PLT-V-0934 | Inspect the valve for leaks corrosion damage and buildup of debris
THC-HH | 21 | Quarterly Millwright Grit Pump Maintenance Tasks | Pump, Grit Slurry, Vortex Grit Pipe Gallery, Grit Removal | THC-PLT-P-0940 | 3000000 | THC-PLT-V-0947 | Inspect the valve for leaks corrosion damage and buildup of debris
THC-HH | 21 | Quarterly Millwright Grit Pump Maintenance Tasks | Pump, Grit Slurry, Vortex Grit Pipe Gallery, Grit Removal | THC-PLT-P-0940 | 4000000 | THC-PLT-V-0948 | Inspect the valve for leaks corrosion damage and buildup of debris
THC-HH | 21 | Quarterly Millwright Grit Pump Maintenance Tasks | Pump, Grit Slurry, Vortex Grit Pipe Gallery, Grit Removal | THC-PLT-P-0960 | 1000000 | THC-PLT-V-0954 | Inspect the valve for leaks corrosion damage and buildup of debris
THC-HH | 21 | Quarterly Millwright Grit Pump Maintenance Tasks | Pump, Grit Slurry, Vortex Grit Pipe Gallery, Grit Removal | THC-PLT-P-0960 | 2000000 | THC-PLT-V-0966 | Inspect the valve for leaks corrosion damage and buildup of debris
THC-HH | 21 | Quarterly Millwright Grit Pump Maintenance Tasks | Pump, Grit Slurry, Vortex Grit Pipe Gallery, Grit Removal | THC-PLT-P-0960 | 3000000 | THC-PLT-V-0967 | Inspect the valve for leaks corrosion damage and buildup of debris
THC-HH | 21 | Quarterly Millwright Grit Pump Maintenance Tasks | Pump, Grit Slurry, Vortex Grit Pipe Gallery, Grit Removal | THC-PLT-P-0960 | 4000000 | THC-PLT-V-0968 | Inspect the valve for leaks corrosion damage and buildup of debris
THC-HH | 21 | Quarterly Millwright Grit Pump Maintenance Tasks | Pump, Grit Slurry, Vortex Grit Pipe Gallery, Grit Removal | THC-PLT-P-0960 | 5000000 | THC-PLT-V-0969 | Inspect the valve for leaks corrosion damage and buildup of debris
THC-HH | 21 | Quarterly Millwright Grit Pump Maintenance Tasks | Pump, Grit Slurry, Vortex Grit Pipe Gallery, Grit Removal | THC-PLT-P-0980 | 1000000 | THC-PLT-V-0974 | Inspect the valve for leaks corrosion damage and buildup of debris
THC-HH | 21 | Quarterly Millwright Grit Pump Maintenance Tasks | Pump, Grit Slurry, Vortex Grit Pipe Gallery, Grit Removal | THC-PLT-P-0980 | 2000000 | THC-PLT-V-0986 | Inspect the valve for leaks corrosion damage and buildup of debris
THC-HH | 21 | Quarterly Millwright Grit Pump Maintenance Tasks | Pump, Grit Slurry, Vortex Grit Pipe Gallery, Grit Removal | THC-PLT-P-0980 | 4000000 | THC-PLT-V-0988 | Inspect the valve for leaks corrosion damage and buildup of debris
THC-HH | 21 | Quarterly Millwright Grit Pump Maintenance Tasks | Pump, Grit Slurry, Vortex Grit Pipe Gallery, Grit Removal | THC-PLT-P-0980 | 3000000 | THC-PLT-V-0987 | Inspect the valve for leaks corrosion damage and buildup of debris
THC-HH | 21 | Quarterly Millwright Grit Pump Maintenance Tasks | Pump, Grit Slurry, Vortex Grit Pipe Gallery, Grit Removal | THC-PLT-P-0980 | 5000000 | THC-PLT-V-0989 | Inspect the valve for leaks corrosion damage and buildup of debris
THC-HH | 23 | Quarterly Millwright Preliminary Process Air Valve Exercise Tasks | New Head House, preliminary process | THC-PLT-BLDG-0001 | 3000000 | THC-PLT-V-0633 | Exercise the manual valve
THC-HH | 23 | Quarterly Millwright Preliminary Process Air Valve Exercise Tasks | New Head House, preliminary process | THC-PLT-BLDG-0001 | 1000000 | THC-PLT-V-0631 | Exercise the manual valve
THC-HH | 23 | Quarterly Millwright Preliminary Process Air Valve Exercise Tasks | New Head House, preliminary process | THC-PLT-BLDG-0001 | 5000000 | THC-PLT-V-0635 | Exercise the manual valve
THC-HH | 23 | Quarterly Millwright Preliminary Process Air Valve Exercise Tasks | New Head House, preliminary process | THC-PLT-BLDG-0001 | 2000000 | THC-PLT-V-0632 | Exercise the manual valve
THC-HH | 23 | Quarterly Millwright Preliminary Process Air Valve Exercise Tasks | New Head House, preliminary process | THC-PLT-BLDG-0001 | 7000000 | THC-PLT-V-0902 | Exercise the manual valve
THC-HH | 23 | Quarterly Millwright Preliminary Process Air Valve Exercise Tasks | New Head House, preliminary process | THC-PLT-BLDG-0001 | 4000000 | THC-PLT-V-0634 | Exercise the manual valve
THC-HH | 23 | Quarterly Millwright Preliminary Process Air Valve Exercise Tasks | New Head House, preliminary process | THC-PLT-BLDG-0001 | 10000000 | THC-PLT-V-0905 | Exercise the manual valve
THC-HH | 23 | Quarterly Millwright Preliminary Process Air Valve Exercise Tasks | New Head House, preliminary process | THC-PLT-BLDG-0001 | 6000000 | THC-PLT-V-0901 | Exercise the manual valve
THC-HH | 23 | Quarterly Millwright Preliminary Process Air Valve Exercise Tasks | New Head House, preliminary process | THC-PLT-BLDG-0001 | 11000000 | THC-PLT-V-0906 | Exercise the manual valve
THC-HH | 23 | Quarterly Millwright Preliminary Process Air Valve Exercise Tasks | New Head House, preliminary process | THC-PLT-BLDG-0001 | 8000000 | THC-PLT-V-0903 | Exercise the manual valve
THC-HH | 23 | Quarterly Millwright Preliminary Process Air Valve Exercise Tasks | New Head House, preliminary process | THC-PLT-BLDG-0001 | 14000000 | THC-PLT-V-0909 | Exercise the manual valve
THC-HH | 23 | Quarterly Millwright Preliminary Process Air Valve Exercise Tasks | New Head House, preliminary process | THC-PLT-BLDG-0001 | 9000000 | THC-PLT-V-0904 | Exercise the manual valve
THC-HH | 23 | Quarterly Millwright Preliminary Process Air Valve Exercise Tasks | New Head House, preliminary process | THC-PLT-BLDG-0001 | 12000000 | THC-PLT-V-0907 | Exercise the manual valve
THC-HH | 23 | Quarterly Millwright Preliminary Process Air Valve Exercise Tasks | New Head House, preliminary process | THC-PLT-BLDG-0001 | 13000000 | THC-PLT-V-0908 | Exercise the manual valve
THC-HH | 34 | Semi Annual Cyclone Isolation Gate Lubrication Tasks | Vortex, Chamber, Grit Removal | THC-PLT-CYC-0910 | 1000000 | THC-PLT-G-0911 | Lubricate the sluice gate stem and exercise
THC-HH | 34 | Semi Annual Cyclone Isolation Gate Lubrication Tasks | Vortex, Chamber, Grit Removal | THC-PLT-CYC-0910 | 2000000 | THC-PLT-G-0912 | Lubricate the sluice gate stem and exercise
THC-HH | 34 | Semi Annual Cyclone Isolation Gate Lubrication Tasks | Vortex, Chamber, Grit Removal | THC-PLT-CYC-0930 | 1000000 | THC-PLT-G-0931 | Lubricate the sluice gate stem and exercise
THC-HH | 34 | Semi Annual Cyclone Isolation Gate Lubrication Tasks | Vortex, Chamber, Grit Removal | THC-PLT-CYC-0930 | 2000000 | THC-PLT-G-0932 | Lubricate the sluice gate stem and exercise
THC-HH | 34 | Semi Annual Cyclone Isolation Gate Lubrication Tasks | Vortex, Chamber, Grit Removal | THC-PLT-CYC-0950 | 1000000 | THC-PLT-G-0951 | Lubricate the sluice gate stem and exercise
THC-HH | 34 | Semi Annual Cyclone Isolation Gate Lubrication Tasks | Vortex, Chamber, Grit Removal | THC-PLT-CYC-0950 | 2000000 | THC-PLT-G-0952 | Lubricate the sluice gate stem and exercise
THC-HH | 34 | Semi Annual Cyclone Isolation Gate Lubrication Tasks | Vortex, Chamber, Grit Removal | THC-PLT-CYC-0970 | 1000000 | THC-PLT-G-0971 | Lubricate the sluice gate stem and exercise
THC-HH | 34 | Semi Annual Cyclone Isolation Gate Lubrication Tasks | Vortex, Chamber, Grit Removal | THC-PLT-CYC-0970 | 2000000 | THC-PLT-G-0972 | Lubricate the sluice gate stem and exercise
THC-INC | 17 | INC, each 1 year, Chimney inspection (Contractor) | THC-PM Work Area 1 | THC-PM-WA1 | 2000000 | THC-INC-QUEN-2078 | Inspection and repair of the incinerator breeching ractory inspection for
THC-INC | 17 | INC, each 1 year, Chimney inspection (Contractor) | THC-PM Work Area 1 | THC-PM-WA1 | 1000000 | THC-INC-QUEN-1078 | Inspection and repair of the incinerator breeching ractory inspection for
THC-INC | 19 | INC, each 1 year, Inspection of the lagoon asphalt roadway (DOS) | THC-PM Work Area 1 | THC-PM-WA1 | 2000000 | THC-INC-LAG-0002 | Inspect the lagoon asphalt roadway for
THC-INC | 19 | INC, each 1 year, Inspection of the lagoon asphalt roadway (DOS) | THC-PM Work Area 1 | THC-PM-WA1 | 1000000 | THC-INC-LAG-0001 | Inspect the lagoon asphalt roadway for
THC-INC | 33 | INC, each 1 Year, Routine Inspection, Exercise both of the natural gas isolation valves that are upstream and downstream of the Maxon valve for the burner(PT) | Furnace, Incinerator 1000 | THC-INC-FU-1000 | 2000000 | THC-NGS-V-1004B | Exercise both of the natural gas isolation valves that are upstream and downstream of the Maxon valve for
THC-INC | 33 | INC, each 1 Year, Routine Inspection, Exercise both of the natural gas isolation valves that are upstream and downstream of the Maxon valve for the burner(PT) | Furnace, Incinerator 1000 | THC-INC-FU-1000 | 1000000 | THC-NGS-V-1004A | Exercise both of the natural gas isolation valves that are upstream and downstream of the Maxon valve for
THC-INC | 33 | INC, each 1 Year, Routine Inspection, Exercise both of the natural gas isolation valves that are upstream and downstream of the Maxon valve for the burner(PT) | Furnace, Incinerator 1000 | THC-INC-FU-1000 | 5000000 | THC-NGS-V-1004E | Exercise both of the natural gas isolation valves that are upstream and downstream of the Maxon valve for
THC-INC | 33 | INC, each 1 Year, Routine Inspection, Exercise both of the natural gas isolation valves that are upstream and downstream of the Maxon valve for the burner(PT) | Furnace, Incinerator 1000 | THC-INC-FU-1000 | 3000000 | THC-NGS-V-1004C | Exercise both of the natural gas isolation valves that are upstream and downstream of the Maxon valve for
THC-INC | 33 | INC, each 1 Year, Routine Inspection, Exercise both of the natural gas isolation valves that are upstream and downstream of the Maxon valve for the burner(PT) | Furnace, Incinerator 1000 | THC-INC-FU-1000 | 7000000 | THC-NGS-V-1004G | Exercise both of the natural gas isolation valves that are upstream and downstream of the Maxon valve for
THC-INC | 33 | INC, each 1 Year, Routine Inspection, Exercise both of the natural gas isolation valves that are upstream and downstream of the Maxon valve for the burner(PT) | Furnace, Incinerator 1000 | THC-INC-FU-1000 | 4000000 | THC-NGS-V-1004D | Exercise both of the natural gas isolation valves that are upstream and downstream of the Maxon valve for
THC-INC | 33 | INC, each 1 Year, Routine Inspection, Exercise both of the natural gas isolation valves that are upstream and downstream of the Maxon valve for the burner(PT) | Furnace, Incinerator 1000 | THC-INC-FU-1000 | 10000000 | THC-NGS-V-1004J | Exercise both of the natural gas isolation valves that are upstream and downstream of the Maxon valve for
THC-INC | 33 | INC, each 1 Year, Routine Inspection, Exercise both of the natural gas isolation valves that are upstream and downstream of the Maxon valve for the burner(PT) | Furnace, Incinerator 1000 | THC-INC-FU-1000 | 6000000 | THC-NGS-V-1004F | Exercise both of the natural gas isolation valves that are upstream and downstream of the Maxon valve for
THC-INC | 33 | INC, each 1 Year, Routine Inspection, Exercise both of the natural gas isolation valves that are upstream and downstream of the Maxon valve for the burner(PT) | Furnace, Incinerator 1000 | THC-INC-FU-1000 | 12000000 | THC-NGS-V-1004L | Exercise both of the natural gas isolation valves that are upstream and downstream of the Maxon valve for
THC-INC | 33 | INC, each 1 Year, Routine Inspection, Exercise both of the natural gas isolation valves that are upstream and downstream of the Maxon valve for the burner(PT) | Furnace, Incinerator 1000 | THC-INC-FU-1000 | 8000000 | THC-NGS-V-1004H | Exercise both of the natural gas isolation valves that are upstream and downstream of the Maxon valve for
THC-INC | 33 | INC, each 1 Year, Routine Inspection, Exercise both of the natural gas isolation valves that are upstream and downstream of the Maxon valve for the burner(PT) | Furnace, Incinerator 1000 | THC-INC-FU-1000 | 13000000 | THC-NGS-V-1004M | Exercise both of the natural gas isolation valves that are upstream and downstream of the Maxon valve for
THC-INC | 33 | INC, each 1 Year, Routine Inspection, Exercise both of the natural gas isolation valves that are upstream and downstream of the Maxon valve for the burner(PT) | Furnace, Incinerator 1000 | THC-INC-FU-1000 | 9000000 | THC-NGS-V-1004I | Exercise both of the natural gas isolation valves that are upstream and downstream of the Maxon valve for
THC-INC | 33 | INC, each 1 Year, Routine Inspection, Exercise both of the natural gas isolation valves that are upstream and downstream of the Maxon valve for the burner(PT) | Furnace, Incinerator 1000 | THC-INC-FU-1000 | 11000000 | THC-NGS-V-1004K | Exercise both of the natural gas isolation valves that are upstream and downstream of the Maxon valve for
THC-INC | 33 | INC, each 1 Year, Routine Inspection, Exercise both of the natural gas isolation valves that are upstream and downstream of the Maxon valve for the burner(PT) | Furnace, Incinerator 1000 | THC-INC-FU-1000 | 14000000 | THC-NGS-V-1004N | Exercise both of the natural gas isolation valves that are upstream and downstream of the Maxon valve for
THC-INC | 33 | INC, each 1 Year, Routine Inspection, Exercise both of the natural gas isolation valves that are upstream and downstream of the Maxon valve for the burner(PT) | Furnace, Incinerator 2000 | THC-INC-FU-2000 | 2000000 | THC-NGS-V-2004B | Exercise both of the natural gas isolation valves that are upstream and downstream of the Maxon valve for
THC-INC | 33 | INC, each 1 Year, Routine Inspection, Exercise both of the natural gas isolation valves that are upstream and downstream of the Maxon valve for the burner(PT) | Furnace, Incinerator 2000 | THC-INC-FU-2000 | 5000000 | THC-NGS-V-2004E | Exercise both of the natural gas isolation valves that are upstream and downstream of the Maxon valve for
THC-INC | 33 | INC, each 1 Year, Routine Inspection, Exercise both of the natural gas isolation valves that are upstream and downstream of the Maxon valve for the burner(PT) | Furnace, Incinerator 2000 | THC-INC-FU-2000 | 7000000 | THC-NGS-V-2004G | Exercise both of the natural gas isolation valves that are upstream and downstream of the Maxon valve for
THC-INC | 33 | INC, each 1 Year, Routine Inspection, Exercise both of the natural gas isolation valves that are upstream and downstream of the Maxon valve for the burner(PT) | Furnace, Incinerator 2000 | THC-INC-FU-2000 | 1000000 | THC-NGS-V-2004A | Exercise both of the natural gas isolation valves that are upstream and downstream of the Maxon valve for
THC-INC | 33 | INC, each 1 Year, Routine Inspection, Exercise both of the natural gas isolation valves that are upstream and downstream of the Maxon valve for the burner(PT) | Furnace, Incinerator 2000 | THC-INC-FU-2000 | 8000000 | THC-NGS-V-2004H | Exercise both of the natural gas isolation valves that are upstream and downstream of the Maxon valve for
THC-INC | 33 | INC, each 1 Year, Routine Inspection, Exercise both of the natural gas isolation valves that are upstream and downstream of the Maxon valve for the burner(PT) | Furnace, Incinerator 2000 | THC-INC-FU-2000 | 3000000 | THC-NGS-V-2004C | Exercise both of the natural gas isolation valves that are upstream and downstream of the Maxon valve for
THC-INC | 33 | INC, each 1 Year, Routine Inspection, Exercise both of the natural gas isolation valves that are upstream and downstream of the Maxon valve for the burner(PT) | Furnace, Incinerator 2000 | THC-INC-FU-2000 | 13000000 | THC-NGS-V-2004M | Exercise both of the natural gas isolation valves that are upstream and downstream of the Maxon valve for
THC-INC | 33 | INC, each 1 Year, Routine Inspection, Exercise both of the natural gas isolation valves that are upstream and downstream of the Maxon valve for the burner(PT) | Furnace, Incinerator 2000 | THC-INC-FU-2000 | 4000000 | THC-NGS-V-2004D | Exercise both of the natural gas isolation valves that are upstream and downstream of the Maxon valve for
THC-INC | 33 | INC, each 1 Year, Routine Inspection, Exercise both of the natural gas isolation valves that are upstream and downstream of the Maxon valve for the burner(PT) | Furnace, Incinerator 2000 | THC-INC-FU-2000 | 14000000 | THC-NGS-V-2004N | Exercise both of the natural gas isolation valves that are upstream and downstream of the Maxon valve for
THC-INC | 33 | INC, each 1 Year, Routine Inspection, Exercise both of the natural gas isolation valves that are upstream and downstream of the Maxon valve for the burner(PT) | Furnace, Incinerator 2000 | THC-INC-FU-2000 | 6000000 | THC-NGS-V-2004F | Exercise both of the natural gas isolation valves that are upstream and downstream of the Maxon valve for
THC-INC | 33 | INC, each 1 Year, Routine Inspection, Exercise both of the natural gas isolation valves that are upstream and downstream of the Maxon valve for the burner(PT) | Furnace, Incinerator 2000 | THC-INC-FU-2000 | 9000000 | THC-NGS-V-2004I | Exercise both of the natural gas isolation valves that are upstream and downstream of the Maxon valve for
THC-INC | 33 | INC, each 1 Year, Routine Inspection, Exercise both of the natural gas isolation valves that are upstream and downstream of the Maxon valve for the burner(PT) | Furnace, Incinerator 2000 | THC-INC-FU-2000 | 10000000 | THC-NGS-V-2004J | Exercise both of the natural gas isolation valves that are upstream and downstream of the Maxon valve for
THC-INC | 33 | INC, each 1 Year, Routine Inspection, Exercise both of the natural gas isolation valves that are upstream and downstream of the Maxon valve for the burner(PT) | Furnace, Incinerator 2000 | THC-INC-FU-2000 | 11000000 | THC-NGS-V-2004K | Exercise both of the natural gas isolation valves that are upstream and downstream of the Maxon valve for
THC-INC | 33 | INC, each 1 Year, Routine Inspection, Exercise both of the natural gas isolation valves that are upstream and downstream of the Maxon valve for the burner(PT) | Furnace, Incinerator 2000 | THC-INC-FU-2000 | 12000000 | THC-NGS-V-2004L | Exercise both of the natural gas isolation valves that are upstream and downstream of the Maxon valve for
THC-INC | 36 | PM 3 Months , INC Functional test of the stand-by ash hopper makeup water (1 PT ) | THC-Routine Inspection Work Area 1 | THC-ROUTINE WA1 | 2000000 | THC-INC-V-0914 | Functional test of the standby ash hopper makeup water for
THC-INC | 36 | PM 3 Months , INC Functional test of the stand-by ash hopper makeup water (1 PT ) | THC-Routine Inspection Work Area 1 | THC-ROUTINE WA1 | 1000000 | THC-INC-V-0904 | Functional test of the standby ash hopper makeup water for
THC-INC | 48 | 3 months PM, Incinerator hearth temperature transmitters calibration (1EICT) | Furnace, Incinerator 1000 | THC-INC-FU-1000 | 2000000 | THC-INC-TIT-1023 | Incinerator hearth temperature transmitter calibration
THC-INC | 48 | 3 months PM, Incinerator hearth temperature transmitters calibration (1EICT) | Furnace, Incinerator 1000 | THC-INC-FU-1000 | 1000000 | THC-INC-TIT-1021 | Incinerator hearth temperature transmitter calibration
THC-INC | 48 | 3 months PM, Incinerator hearth temperature transmitters calibration (1EICT) | Furnace, Incinerator 1000 | THC-INC-FU-1000 | 3000000 | THC-INC-TIT-1024 | Incinerator hearth temperature transmitter calibration
THC-INC | 48 | 3 months PM, Incinerator hearth temperature transmitters calibration (1EICT) | Furnace, Incinerator 1000 | THC-INC-FU-1000 | 12000000 | THC-INC-TIT-1030 | Incinerator hearth temperature transmitter calibration
THC-INC | 48 | 3 months PM, Incinerator hearth temperature transmitters calibration (1EICT) | Furnace, Incinerator 1000 | THC-INC-FU-1000 | 4000000 | THC-INC-TIT-1025 | Incinerator hearth temperature transmitter calibration
THC-INC | 48 | 3 months PM, Incinerator hearth temperature transmitters calibration (1EICT) | Furnace, Incinerator 1000 | THC-INC-FU-1000 | 5000000 | THC-INC-TIT-1026 | Incinerator hearth temperature transmitter calibration
THC-INC | 48 | 3 months PM, Incinerator hearth temperature transmitters calibration (1EICT) | Furnace, Incinerator 1000 | THC-INC-FU-1000 | 6000000 | THC-INC-TIT-1027 | Incinerator hearth temperature transmitter calibration
THC-INC | 48 | 3 months PM, Incinerator hearth temperature transmitters calibration (1EICT) | Furnace, Incinerator 1000 | THC-INC-FU-1000 | 7000000 | THC-INC-TIT-1028 | Incinerator hearth temperature transmitter calibration
THC-INC | 48 | 3 months PM, Incinerator hearth temperature transmitters calibration (1EICT) | Furnace, Incinerator 1000 | THC-INC-FU-1000 | 8000000 | THC-INC-TIT-1124 | Incinerator hearth temperature transmitter calibration
THC-INC | 48 | 3 months PM, Incinerator hearth temperature transmitters calibration (1EICT) | Furnace, Incinerator 2000 | THC-INC-FU-2000 | 3000000 | THC-INC-TIT-2023 | Incinerator hearth temperature transmitter calibration
THC-INC | 48 | 3 months PM, Incinerator hearth temperature transmitters calibration (1EICT) | Furnace, Incinerator 2000 | THC-INC-FU-2000 | 4000000 | THC-INC-TIT-2024 | Incinerator hearth temperature transmitter calibration
THC-INC | 48 | 3 months PM, Incinerator hearth temperature transmitters calibration (1EICT) | Furnace, Incinerator 2000 | THC-INC-FU-2000 | 7000000 | THC-INC-TIT-2027 | Incinerator hearth temperature transmitter calibration
THC-INC | 48 | 3 months PM, Incinerator hearth temperature transmitters calibration (1EICT) | Furnace, Incinerator 2000 | THC-INC-FU-2000 | 8000000 | THC-INC-TIT-2028 | Incinerator hearth temperature transmitter calibration
THC-INC | 48 | 3 months PM, Incinerator hearth temperature transmitters calibration (1EICT) | Furnace, Incinerator 2000 | THC-INC-FU-2000 | 1000000 | THC-INC-TIT-2021 | Incinerator hearth temperature transmitter calibration
THC-INC | 48 | 3 months PM, Incinerator hearth temperature transmitters calibration (1EICT) | Furnace, Incinerator 2000 | THC-INC-FU-2000 | 2000000 | THC-INC-TIT-2022 | Incinerator hearth temperature transmitter calibration
THC-INC | 48 | 3 months PM, Incinerator hearth temperature transmitters calibration (1EICT) | Furnace, Incinerator 2000 | THC-INC-FU-2000 | 5000000 | THC-INC-TIT-2025 | Incinerator hearth temperature transmitter calibration
THC-INC | 48 | 3 months PM, Incinerator hearth temperature transmitters calibration (1EICT) | Furnace, Incinerator 2000 | THC-INC-FU-2000 | 6000000 | THC-INC-TIT-2026 | Incinerator hearth temperature transmitter calibration
THC-INC | 48 | 3 months PM, Incinerator hearth temperature transmitters calibration (1EICT) | Furnace, Incinerator 2000 | THC-INC-FU-2000 | 9000000 | THC-INC-TIT-2030 | Incinerator hearth temperature transmitter calibration
THC-OCS | 10 | Quarterly THC-OCS-BLDG-O Millwright Strainer Cleaning Tasks | Phase IV, Building O Odour Control System | THC-OCS-BLDG-O | 3000000 | THC-OCS-STR-0116 | Clean the strainer element
THC-OCS | 10 | Quarterly THC-OCS-BLDG-O Millwright Strainer Cleaning Tasks | Phase IV, Building O Odour Control System | THC-OCS-BLDG-O | 1000000 | THC-OCS-F-0100 | Clean the strainer element
THC-OCS | 10 | Quarterly THC-OCS-BLDG-O Millwright Strainer Cleaning Tasks | Phase IV, Building O Odour Control System | THC-OCS-BLDG-O | 4000000 | THC-OCS-STR-0126 | Clean the strainer element
THC-OCS | 10 | Quarterly THC-OCS-BLDG-O Millwright Strainer Cleaning Tasks | Phase IV, Building O Odour Control System | THC-OCS-BLDG-O | 2000000 | THC-OCS-HU-0100 | Clean the strainer element
THC-OCS | 10 | Quarterly THC-OCS-BLDG-O Millwright Strainer Cleaning Tasks | Phase IV, Building O Odour Control System | THC-OCS-BLDG-O | 7000000 | THC-OCS-STR-0416 | Clean the strainer element
THC-OCS | 10 | Quarterly THC-OCS-BLDG-O Millwright Strainer Cleaning Tasks | Phase IV, Building O Odour Control System | THC-OCS-BLDG-O | 5000000 | THC-OCS-F-0400 | Clean the strainer element
THC-OCS | 10 | Quarterly THC-OCS-BLDG-O Millwright Strainer Cleaning Tasks | Phase IV, Building O Odour Control System | THC-OCS-BLDG-O | 6000000 | THC-OCS-HU-0400 | Clean the strainer element
THC-OCS | 10 | Quarterly THC-OCS-BLDG-O Millwright Strainer Cleaning Tasks | Phase IV, Building O Odour Control System | THC-OCS-BLDG-O | 8000000 | THC-OCS-STR-0426 | Clean the strainer element
THC-OCS | 12 | Monthly THC-OCS-BLDG-O Millwright Odor Control Flow Meter Inspection Tasks | Phase IV, Building O Odour Control System | THC-OCS-BLDG-O | 2000000 | THC-OCS-FIT-0130 | Inspect the process flow through flow meter
THC-OCS | 12 | Monthly THC-OCS-BLDG-O Millwright Odor Control Flow Meter Inspection Tasks | Phase IV, Building O Odour Control System | THC-OCS-BLDG-O | 1000000 | THC-OCS-FIT-0108 | Inspect the process flow through flow meter
THC-OCS | 12 | Monthly THC-OCS-BLDG-O Millwright Odor Control Flow Meter Inspection Tasks | Phase IV, Building O Odour Control System | THC-OCS-BLDG-O | 3000000 | THC-OCS-FIT-0140 | Inspect the process flow through flow meter
THC-OCS | 12 | Monthly THC-OCS-BLDG-O Millwright Odor Control Flow Meter Inspection Tasks | Phase IV, Building O Odour Control System | THC-OCS-BLDG-O | 4000000 | THC-OCS-FIT-0408 | Inspect the process flow through flow meter
THC-OCS | 12 | Monthly THC-OCS-BLDG-O Millwright Odor Control Flow Meter Inspection Tasks | Phase IV, Building O Odour Control System | THC-OCS-BLDG-O | 5000000 | THC-OCS-FIT-0430 | Inspect the process flow through flow meter
THC-OCS | 12 | Monthly THC-OCS-BLDG-O Millwright Odor Control Flow Meter Inspection Tasks | Phase IV, Building O Odour Control System | THC-OCS-BLDG-O | 6000000 | THC-OCS-FIT-0440 | Inspect the process flow through flow meter
THC-OCS | 13 | Yearly THC-OCS-BLDG-O, Plant Technician, Odor Control Heater Inspection and Testing Tasks | Phase IV, Building O Odour Control System | THC-OCS-BLDG-O | 1000000 | THC-OCS-HTR-0100 | Test the operation of the heat tracing
THC-OCS | 13 | Yearly THC-OCS-BLDG-O, Plant Technician, Odor Control Heater Inspection and Testing Tasks | Phase IV, Building O Odour Control System | THC-OCS-BLDG-O | 3000000 | THC-OCS-CT-0400 | Test the operation of the heat tracing
THC-OCS | 13 | Yearly THC-OCS-BLDG-O, Plant Technician, Odor Control Heater Inspection and Testing Tasks | Phase IV, Building O Odour Control System | THC-OCS-BLDG-O | 2000000 | THC-OCS-HTR-0110 | Test the operation of the heat tracing
THC-OCS | 13 | Yearly THC-OCS-BLDG-O, Plant Technician, Odor Control Heater Inspection and Testing Tasks | Phase IV, Building O Odour Control System | THC-OCS-BLDG-O | 4000000 | THC-OCS-HTR-0400 | Test the operation of the heat tracing
THC-OCS | 13 | Yearly THC-OCS-BLDG-O, Plant Technician, Odor Control Heater Inspection and Testing Tasks | Phase IV, Building O Odour Control System | THC-OCS-BLDG-O | 6000000 | THC-OCS-HTR-0131 | Test the operation of the heat tracing
THC-OCS | 13 | Yearly THC-OCS-BLDG-O, Plant Technician, Odor Control Heater Inspection and Testing Tasks | Phase IV, Building O Odour Control System | THC-OCS-BLDG-O | 5000000 | THC-OCS-HTR-0410 | Test the operation of the heat tracing
THC-OCS | 13 | Yearly THC-OCS-BLDG-O, Plant Technician, Odor Control Heater Inspection and Testing Tasks | Phase IV, Building O Odour Control System | THC-OCS-BLDG-O | 7000000 | THC-OCS-HTR-0401 | Test the operation of the heat tracing
THC-OCS | 13 | Yearly THC-OCS-BLDG-O, Plant Technician, Odor Control Heater Inspection and Testing Tasks | Phase IV, Building O Odour Control System | THC-OCS-BLDG-O | 8000000 | THC-OCS-HTR-0405 | Test the operation of the heat tracing
THC-OCS | 13 | Yearly THC-OCS-BLDG-O, Plant Technician, Odor Control Heater Inspection and Testing Tasks | Phase IV, Building O Odour Control System | THC-OCS-BLDG-O | 10000000 | THC-OCS-HTR-0415 | Test the operation of the heat tracing
THC-OCS | 13 | Yearly THC-OCS-BLDG-O, Plant Technician, Odor Control Heater Inspection and Testing Tasks | Phase IV, Building O Odour Control System | THC-OCS-BLDG-O | 9000000 | THC-OCS-HTR-0411 | Test the operation of the heat tracing
THC-OCS | 13 | Yearly THC-OCS-BLDG-O, Plant Technician, Odor Control Heater Inspection and Testing Tasks | Phase IV, Building O Odour Control System | THC-OCS-BLDG-O | 11000000 | THC-OCS-HTR-0421 | Test the operation of the heat tracing
THC-OCS | 13 | Yearly THC-OCS-BLDG-O, Plant Technician, Odor Control Heater Inspection and Testing Tasks | Phase IV, Building O Odour Control System | THC-OCS-BLDG-O | 12000000 | THC-OCS-HTR-0425 | Test the operation of the heat tracing
THC-OCS | 13 | Yearly THC-OCS-BLDG-O, Plant Technician, Odor Control Heater Inspection and Testing Tasks | Phase IV, Building O Odour Control System | THC-OCS-BLDG-O | 13000000 | THC-OCS-HTR-0431 | Test the operation of the heat tracing
THC-OCS | 13 | Yearly THC-OCS-BLDG-O, Plant Technician, Odor Control Heater Inspection and Testing Tasks | Phase IV, Building O Odour Control System | THC-OCS-BLDG-O | 16000000 | THC-OCS-HTR-0441 | Test the operation of the heat tracing
THC-OCS | 13 | Yearly THC-OCS-BLDG-O, Plant Technician, Odor Control Heater Inspection and Testing Tasks | Phase IV, Building O Odour Control System | THC-OCS-BLDG-O | 14000000 | THC-OCS-HTR-0432 | Test the operation of the heat tracing
THC-OCS | 13 | Yearly THC-OCS-BLDG-O, Plant Technician, Odor Control Heater Inspection and Testing Tasks | Phase IV, Building O Odour Control System | THC-OCS-BLDG-O | 15000000 | THC-OCS-HTR-0435 | Test the operation of the heat tracing
THC-OCS | 13 | Yearly THC-OCS-BLDG-O, Plant Technician, Odor Control Heater Inspection and Testing Tasks | Phase IV, Building O Odour Control System | THC-OCS-BLDG-O | 17000000 | THC-OCS-HTR-0445 | Test the operation of the heat tracing
THC-OCS | 13 | Yearly THC-OCS-BLDG-O, Plant Technician, Odor Control Heater Inspection and Testing Tasks | Phase IV, Building O Odour Control System | THC-OCS-BLDG-O | 18000000 | THC-OCS-HTR-0451 | Test the operation of the heat tracing
THC-OCS | 15 | Weekly THC-OCS-BLDG-0001 EICT Odour Control Heater Inspection and Testing Tasks | Headhouse Odour Control System | THC-OCS-BLDG-0001 | 3000000 | THC-OCS-CT-6030 | Test the operation of the heat tracing
THC-OCS | 15 | Weekly THC-OCS-BLDG-0001 EICT Odour Control Heater Inspection and Testing Tasks | Headhouse Odour Control System | THC-OCS-BLDG-0001 | 1000000 | THC-OCS-HTR-6010 | Test the operation of the heat tracing
THC-OCS | 15 | Weekly THC-OCS-BLDG-0001 EICT Odour Control Heater Inspection and Testing Tasks | Headhouse Odour Control System | THC-OCS-BLDG-0001 | 5000000 | THC-OCS-HTR-6012 | Test the operation of the heat tracing
THC-OCS | 15 | Weekly THC-OCS-BLDG-0001 EICT Odour Control Heater Inspection and Testing Tasks | Headhouse Odour Control System | THC-OCS-BLDG-0001 | 2000000 | THC-OCS-HTR-6020 | Test the operation of the heat tracing
THC-OCS | 15 | Weekly THC-OCS-BLDG-0001 EICT Odour Control Heater Inspection and Testing Tasks | Headhouse Odour Control System | THC-OCS-BLDG-0001 | 7000000 | THC-OCS-HTR-6022 | Test the operation of the heat tracing
THC-OCS | 15 | Weekly THC-OCS-BLDG-0001 EICT Odour Control Heater Inspection and Testing Tasks | Headhouse Odour Control System | THC-OCS-BLDG-0001 | 4000000 | THC-OCS-HTR-6011 | Test the operation of the heat tracing
THC-OCS | 15 | Weekly THC-OCS-BLDG-0001 EICT Odour Control Heater Inspection and Testing Tasks | Headhouse Odour Control System | THC-OCS-BLDG-0001 | 11000000 | THC-OCS-HTR-6051 | Test the operation of the heat tracing
THC-OCS | 15 | Weekly THC-OCS-BLDG-0001 EICT Odour Control Heater Inspection and Testing Tasks | Headhouse Odour Control System | THC-OCS-BLDG-0001 | 6000000 | THC-OCS-HTR-6021 | Test the operation of the heat tracing
THC-OCS | 15 | Weekly THC-OCS-BLDG-0001 EICT Odour Control Heater Inspection and Testing Tasks | Headhouse Odour Control System | THC-OCS-BLDG-0001 | 12000000 | THC-OCS-HTR-6061 | Test the operation of the heat tracing
THC-OCS | 15 | Weekly THC-OCS-BLDG-0001 EICT Odour Control Heater Inspection and Testing Tasks | Headhouse Odour Control System | THC-OCS-BLDG-0001 | 8000000 | THC-OCS-HTR-6035 | Test the operation of the heat tracing
THC-OCS | 15 | Weekly THC-OCS-BLDG-0001 EICT Odour Control Heater Inspection and Testing Tasks | Headhouse Odour Control System | THC-OCS-BLDG-0001 | 13000000 | THC-OCS-HTR-6071 | Test the operation of the heat tracing
THC-OCS | 15 | Weekly THC-OCS-BLDG-0001 EICT Odour Control Heater Inspection and Testing Tasks | Headhouse Odour Control System | THC-OCS-BLDG-0001 | 9000000 | THC-OCS-HTR-6041 | Test the operation of the heat tracing
THC-OCS | 15 | Weekly THC-OCS-BLDG-0001 EICT Odour Control Heater Inspection and Testing Tasks | Headhouse Odour Control System | THC-OCS-BLDG-0001 | 16000000 | THC-OCS-HTR-6101 | Test the operation of the heat tracing
THC-OCS | 15 | Weekly THC-OCS-BLDG-0001 EICT Odour Control Heater Inspection and Testing Tasks | Headhouse Odour Control System | THC-OCS-BLDG-0001 | 10000000 | THC-OCS-HTR-6042 | Test the operation of the heat tracing
THC-OCS | 15 | Weekly THC-OCS-BLDG-0001 EICT Odour Control Heater Inspection and Testing Tasks | Headhouse Odour Control System | THC-OCS-BLDG-0001 | 17000000 | THC-OCS-HTR-6111 | Test the operation of the heat tracing
THC-OCS | 15 | Weekly THC-OCS-BLDG-0001 EICT Odour Control Heater Inspection and Testing Tasks | Headhouse Odour Control System | THC-OCS-BLDG-0001 | 14000000 | THC-OCS-HTR-6081 | Test the operation of the heat tracing
THC-OCS | 15 | Weekly THC-OCS-BLDG-0001 EICT Odour Control Heater Inspection and Testing Tasks | Headhouse Odour Control System | THC-OCS-BLDG-0001 | 20000000 | THC-OCS-HTR-6151 | Test the operation of the heat tracing
THC-OCS | 15 | Weekly THC-OCS-BLDG-0001 EICT Odour Control Heater Inspection and Testing Tasks | Headhouse Odour Control System | THC-OCS-BLDG-0001 | 15000000 | THC-OCS-HTR-6091 | Test the operation of the heat tracing
THC-OCS | 15 | Weekly THC-OCS-BLDG-0001 EICT Odour Control Heater Inspection and Testing Tasks | Headhouse Odour Control System | THC-OCS-BLDG-0001 | 18000000 | THC-OCS-HTR-6131 | Test the operation of the heat tracing
THC-OCS | 15 | Weekly THC-OCS-BLDG-0001 EICT Odour Control Heater Inspection and Testing Tasks | Headhouse Odour Control System | THC-OCS-BLDG-0001 | 19000000 | THC-OCS-HTR-6141 | Test the operation of the heat tracing
THC-OCS | 15 | Weekly THC-OCS-BLDG-0001 EICT Odour Control Heater Inspection and Testing Tasks | Headhouse Odour Control System | THC-OCS-BLDG-0001 | 21000000 | THC-OCS-HTR-6171 | Test the operation of the heat tracing
THC-OCS | 24 | Yearly, THC-OCS-BLDG-0001 EICT Odour Control Seasonal Heater Testing Tasks | Headhouse Odour Control System | THC-OCS-BLDG-0001 | 1000000 | THC-OCS-HTR-6010 | Test the heater functionality
THC-OCS | 24 | Yearly, THC-OCS-BLDG-0001 EICT Odour Control Seasonal Heater Testing Tasks | Headhouse Odour Control System | THC-OCS-BLDG-0001 | 2000000 | THC-OCS-HTR-6020 | Test the heater functionality
THC-OCS | 27 | Quarterly Millwright Primary Tank Odour Control Maintenance Tasks | Tank, Primary Clarifier | THC-PRM-T | 1000000 | THC-OCS-DM-1251 | Exercise the manual damper
THC-OCS | 27 | Quarterly Millwright Primary Tank Odour Control Maintenance Tasks | Tank, Primary Clarifier | THC-PRM-T | 2000000 | THC-OCS-DM-1252 | Exercise the manual damper
THC-OCS | 27 | Quarterly Millwright Primary Tank Odour Control Maintenance Tasks | Tank, Primary Clarifier | THC-PRM-T | 5000000 | THC-OCS-DM-1152 | Exercise the manual damper
THC-OCS | 27 | Quarterly Millwright Primary Tank Odour Control Maintenance Tasks | Tank, Primary Clarifier | THC-PRM-T | 3000000 | THC-OCS-DM-1253 | Exercise the manual damper
THC-OCS | 27 | Quarterly Millwright Primary Tank Odour Control Maintenance Tasks | Tank, Primary Clarifier | THC-PRM-T | 8000000 | THC-OCS-DM-1052 | Exercise the manual damper
THC-OCS | 27 | Quarterly Millwright Primary Tank Odour Control Maintenance Tasks | Tank, Primary Clarifier | THC-PRM-T | 4000000 | THC-OCS-DM-1151 | Exercise the manual damper
THC-OCS | 27 | Quarterly Millwright Primary Tank Odour Control Maintenance Tasks | Tank, Primary Clarifier | THC-PRM-T | 9000000 | THC-OCS-DM-1053 | Exercise the manual damper
THC-OCS | 27 | Quarterly Millwright Primary Tank Odour Control Maintenance Tasks | Tank, Primary Clarifier | THC-PRM-T | 6000000 | THC-OCS-DM-1153 | Exercise the manual damper
THC-OCS | 27 | Quarterly Millwright Primary Tank Odour Control Maintenance Tasks | Tank, Primary Clarifier | THC-PRM-T | 11000000 | THC-OCS-DM-0952 | Exercise the manual damper
THC-OCS | 27 | Quarterly Millwright Primary Tank Odour Control Maintenance Tasks | Tank, Primary Clarifier | THC-PRM-T | 7000000 | THC-OCS-DM-1051 | Exercise the manual damper
THC-OCS | 27 | Quarterly Millwright Primary Tank Odour Control Maintenance Tasks | Tank, Primary Clarifier | THC-PRM-T | 12000000 | THC-OCS-DM-0953 | Exercise the manual damper
THC-OCS | 27 | Quarterly Millwright Primary Tank Odour Control Maintenance Tasks | Tank, Primary Clarifier | THC-PRM-T | 10000000 | THC-OCS-DM-0951 | Exercise the manual damper
THC-OCS | 30 | Quarterly Millwright Clarifier Channel Odour Control Damper Exercise Tasks | Headhouse Odour Control System | THC-OCS-BLDG-0001 | 4000000 | THC-OCS-DM-6362 | Exercise the manual damper
THC-OCS | 30 | Quarterly Millwright Clarifier Channel Odour Control Damper Exercise Tasks | Headhouse Odour Control System | THC-OCS-BLDG-0001 | 1000000 | THC-OCS-DM-5130 | Exercise the manual damper
THC-OCS | 30 | Quarterly Millwright Clarifier Channel Odour Control Damper Exercise Tasks | Headhouse Odour Control System | THC-OCS-BLDG-0001 | 2000000 | THC-OCS-DM-6162 | Exercise the manual damper
THC-OCS | 30 | Quarterly Millwright Clarifier Channel Odour Control Damper Exercise Tasks | Headhouse Odour Control System | THC-OCS-BLDG-0001 | 3000000 | THC-OCS-DM-6262 | Exercise the manual damper
THC-OCS | 31 | Quarterly Millwright Headworks Influent Channel Odour Control Damper Exercise Tasks | Headhouse Odour Control System | THC-OCS-BLDG-0001 | 1000000 | THC-OCS-DM-6200 | Exercise the manual damper
THC-OCS | 31 | Quarterly Millwright Headworks Influent Channel Odour Control Damper Exercise Tasks | Headhouse Odour Control System | THC-OCS-BLDG-0001 | 2000000 | THC-OCS-DM-6100 | Exercise the manual damper
THC-PLT | 11 | PLT, each 1 year, Routine Inspection, Raw Sewage Plant Bypass Sluice Gate Valves (1 PT) | Valve, Sluice Gate, Motorized, By-Pass Channel, Raw Sewage, Headhouse | THC-PLT-G-5152 | 3000000 | THC-PLT-G-5152 | Inspect the raw sewage plant bypass valve actuator for
THC-PLT | 11 | PLT, each 1 year, Routine Inspection, Raw Sewage Plant Bypass Sluice Gate Valves (1 PT) | Valve, Sluice Gate, Motorized, By-Pass Channel, Raw Sewage, Headhouse | THC-PLT-G-5152 | 1000000 | THC-PLT-G-5152 | Inspect the raw sewage plant bypass valve actuator for
THC-PLT | 11 | PLT, each 1 year, Routine Inspection, Raw Sewage Plant Bypass Sluice Gate Valves (1 PT) | Valve, Sluice Gate, Motorized, By-Pass Channel, Raw Sewage, Headhouse | THC-PLT-G-5152 | 4000000 | THC-PLT-G-5152 | Inspect the raw sewage plant bypass valve actuator for
THC-PLT | 11 | PLT, each 1 year, Routine Inspection, Raw Sewage Plant Bypass Sluice Gate Valves (1 PT) | Valve, Sluice Gate, Motorized, By-Pass Channel, Raw Sewage, Headhouse | THC-PLT-G-5152 | 2000000 | THC-PLT-G-5152 | Inspect the raw sewage plant bypass valve actuator for
THC-PLT | 11 | PLT, each 1 year, Routine Inspection, Raw Sewage Plant Bypass Sluice Gate Valves (1 PT) | Valve, Sluice Gate, Motorized, Influent Bypass Channel, Headhouse | THC-PLT-G-5161 | 1000000 | THC-PLT-G-5161 | Inspect the raw sewage plant bypass valve actuator for
THC-PLT | 11 | PLT, each 1 year, Routine Inspection, Raw Sewage Plant Bypass Sluice Gate Valves (1 PT) | Valve, Sluice Gate, Motorized, Influent Bypass Channel, Headhouse | THC-PLT-G-5161 | 2000000 | THC-PLT-G-5161 | Inspect the raw sewage plant bypass valve actuator for
THC-PLT | 11 | PLT, each 1 year, Routine Inspection, Raw Sewage Plant Bypass Sluice Gate Valves (1 PT) | Valve, Sluice Gate, Motorized, Influent Bypass Channel, Headhouse | THC-PLT-G-5161 | 3000000 | THC-PLT-G-5161 | Inspect the raw sewage plant bypass valve actuator for
THC-PLT | 11 | PLT, each 1 year, Routine Inspection, Raw Sewage Plant Bypass Sluice Gate Valves (1 PT) | Valve, Sluice Gate, Motorized, Influent Bypass Channel, Headhouse | THC-PLT-G-5161 | 4000000 | THC-PLT-G-5161 | Inspect the raw sewage plant bypass valve actuator for
THC-PLT | 11 | PLT, each 1 year, Routine Inspection, Raw Sewage Plant Bypass Sluice Gate Valves (1 PT) | Valve, Sluice Gate, Motorized, Influent Bypass Channel to Primary, Headhouse | THC-PLT-G-5162 | 1000000 | THC-PLT-G-5162 | Inspect the raw sewage plant bypass valve actuator for
THC-PLT | 11 | PLT, each 1 year, Routine Inspection, Raw Sewage Plant Bypass Sluice Gate Valves (1 PT) | Valve, Sluice Gate, Motorized, Influent Bypass Channel to Primary, Headhouse | THC-PLT-G-5162 | 2000000 | THC-PLT-G-5162 | Inspect the raw sewage plant bypass valve actuator for
THC-PLT | 11 | PLT, each 1 year, Routine Inspection, Raw Sewage Plant Bypass Sluice Gate Valves (1 PT) | Valve, Sluice Gate, Motorized, Influent Bypass Channel to Primary, Headhouse | THC-PLT-G-5162 | 3000000 | THC-PLT-G-5162 | Inspect the raw sewage plant bypass valve actuator for
THC-PLT | 11 | PLT, each 1 year, Routine Inspection, Raw Sewage Plant Bypass Sluice Gate Valves (1 PT) | Valve, Sluice Gate, Motorized, Influent Bypass Channel to Primary, Headhouse | THC-PLT-G-5162 | 4000000 | THC-PLT-G-5162 | Inspect the raw sewage plant bypass valve actuator for
THC-PLT2 | 16 | PLT, Semi Annual Preliminary Channel Isolation Gate Lubrication Tasks, Millwright (from EMA spreadsheet task # 199) | New Head House, preliminary process | THC-PLT-BLDG-0001 | 1000000 | THC-PLT-G-1802 | Lubricate the sluice gate stem and exercise for
THC-PLT2 | 16 | PLT, Semi Annual Preliminary Channel Isolation Gate Lubrication Tasks, Millwright (from EMA spreadsheet task # 199) | New Head House, preliminary process | THC-PLT-BLDG-0001 | 2000000 | THC-PLT-G-1811 | Lubricate the sluice gate stem and exercise for
THC-PLT2 | 16 | PLT, Semi Annual Preliminary Channel Isolation Gate Lubrication Tasks, Millwright (from EMA spreadsheet task # 199) | New Head House, preliminary process | THC-PLT-BLDG-0001 | 3000000 | THC-PLT-G-1812 | Lubricate the sluice gate stem and exercise for
THC-PLT2 | 30 | PLT, Monthly, Millwright, Screen Inlet Isolation Gate Lubrication and Exercise (from EMA spreadsheet task#029) | New Head House, preliminary process | THC-PLT-BLDG-0001 | 1000000 | THC-PLT-G-0151 | Lubricate the sluice gate stem and exercise for
THC-PLT2 | 30 | PLT, Monthly, Millwright, Screen Inlet Isolation Gate Lubrication and Exercise (from EMA spreadsheet task#029) | New Head House, preliminary process | THC-PLT-BLDG-0001 | 3000000 | THC-PLT-G-0351 | Lubricate the sluice gate stem and exercise for
THC-PLT2 | 30 | PLT, Monthly, Millwright, Screen Inlet Isolation Gate Lubrication and Exercise (from EMA spreadsheet task#029) | New Head House, preliminary process | THC-PLT-BLDG-0001 | 2000000 | THC-PLT-G-0251 | Lubricate the sluice gate stem and exercise for
THC-PLT2 | 30 | PLT, Monthly, Millwright, Screen Inlet Isolation Gate Lubrication and Exercise (from EMA spreadsheet task#029) | New Head House, preliminary process | THC-PLT-BLDG-0001 | 5000000 | THC-PLT-G-0551 | Lubricate the sluice gate stem and exercise for
THC-PLT2 | 30 | PLT, Monthly, Millwright, Screen Inlet Isolation Gate Lubrication and Exercise (from EMA spreadsheet task#029) | New Head House, preliminary process | THC-PLT-BLDG-0001 | 4000000 | THC-PLT-G-0451 | Lubricate the sluice gate stem and exercise for
THC-PLT2 | 34 | PLT, Monthly, EICT, Screen, Gate Diverter Testing Tasks (from EMA spreadsheet task # 069) | New Head House, preliminary process | THC-PLT-BLDG-0001 | 2000000 | THC-PLT-G-0260 | Test the gate limit switches for
THC-PLT2 | 34 | PLT, Monthly, EICT, Screen, Gate Diverter Testing Tasks (from EMA spreadsheet task # 069) | New Head House, preliminary process | THC-PLT-BLDG-0001 | 1000000 | THC-PLT-G-0160 | Test the gate limit switches for
THC-PLT2 | 34 | PLT, Monthly, EICT, Screen, Gate Diverter Testing Tasks (from EMA spreadsheet task # 069) | New Head House, preliminary process | THC-PLT-BLDG-0001 | 3000000 | THC-PLT-G-0360 | Test the gate limit switches for
THC-PLT2 | 34 | PLT, Monthly, EICT, Screen, Gate Diverter Testing Tasks (from EMA spreadsheet task # 069) | New Head House, preliminary process | THC-PLT-BLDG-0001 | 4000000 | THC-PLT-G-0460 | Test the gate limit switches for
THC-PLT2 | 34 | PLT, Monthly, EICT, Screen, Gate Diverter Testing Tasks (from EMA spreadsheet task # 069) | New Head House, preliminary process | THC-PLT-BLDG-0001 | 5000000 | THC-PLT-G-0560 | Test the gate limit switches for
THC-PLT2 | 35 | PLT, Quarterly, EICT, Preliminary Level Transmitter Inspection Tasks (from EMA spreadsheet task # 146) | New Head House, preliminary process | THC-PLT-BLDG-0001 | 1000000 | THC-PLT-LIT-0135 | Inspect the level transmitter for damage or corrosion for
THC-PLT2 | 35 | PLT, Quarterly, EICT, Preliminary Level Transmitter Inspection Tasks (from EMA spreadsheet task # 146) | New Head House, preliminary process | THC-PLT-BLDG-0001 | 2000000 | THC-PLT-LIT-0600 | Inspect the level transmitter for damage or corrosion for
THC-PLT2 | 39 | PLT, Quarterly, EICT, Preliminary Flow Meter Cleaning Tasks (from EMA spreadsheet task # 155) | New Head House, preliminary process | THC-PLT-BLDG-0001 | 1000000 | THC-PLT-FIT-0100 | Clean the flow meter transmitter for
THC-PLT2 | 39 | PLT, Quarterly, EICT, Preliminary Flow Meter Cleaning Tasks (from EMA spreadsheet task # 155) | New Head House, preliminary process | THC-PLT-BLDG-0001 | 2000000 | THC-PLT-FIT-0101 | Clean the flow meter transmitter for
THC-PLT2 | 39 | PLT, Quarterly, EICT, Preliminary Flow Meter Cleaning Tasks (from EMA spreadsheet task # 155) | New Head House, preliminary process | THC-PLT-BLDG-0001 | 3000000 | THC-PLT-FIT-0110 | Clean the flow meter transmitter for
THC-PLT2 | 56 | PLT, Annual, Weight Vehicle Scale Inspection and Calibration Tasks (contractor) (CR# 00548-THC) | Vehicle Scales system, Lower Level 1 , Truck Loading Bay | THC-PLT-WSC | 1000000 | THC-PLT-WSC-1130 | Inspect and Calibrate as per Mfg recommendation produce test report for
THC-PLT2 | 56 | PLT, Annual, Weight Vehicle Scale Inspection and Calibration Tasks (contractor) (CR# 00548-THC) | Vehicle Scales system, Lower Level 1 , Truck Loading Bay | THC-PLT-WSC | 2000000 | THC-PLT-WSC-1230 | Inspect and Calibrate as per Mfg recommendation produce test report for
THC-PRM | 6 | PRM, each 3 months, Scum tank radar level sensor cleaning Old section (1 EICT) | THC-PM Work Area 2 | THC-PM-WA2 | 1000000 | THC-PRM-LIT-0182 | Scum tank radar level sensor cleaning for
THC-PRM | 6 | PRM, each 3 months, Scum tank radar level sensor cleaning Old section (1 EICT) | THC-PM Work Area 2 | THC-PM-WA2 | 3000000 | THC-PRM-LIT-0382 | Scum tank radar level sensor cleaning for
THC-PRM | 6 | PRM, each 3 months, Scum tank radar level sensor cleaning Old section (1 EICT) | THC-PM Work Area 2 | THC-PM-WA2 | 2000000 | THC-PRM-LIT-0282 | Scum tank radar level sensor cleaning for
THC-PRM | 6 | PRM, each 3 months, Scum tank radar level sensor cleaning Old section (1 EICT) | THC-PM Work Area 2 | THC-PM-WA2 | 4000000 | THC-PRM-LIT-0482 | Scum tank radar level sensor cleaning for
THC-PRM | 6 | PRM, each 3 months, Scum tank radar level sensor cleaning Old section (1 EICT) | THC-PM Work Area 2 | THC-PM-WA2 | 5000000 | THC-PRM-LIT-0582 | Scum tank radar level sensor cleaning for
THC-PRM | 6 | PRM, each 3 months, Scum tank radar level sensor cleaning Old section (1 EICT) | THC-PM Work Area 2 | THC-PM-WA2 | 6000000 | THC-PRM-LIT-0682 | Scum tank radar level sensor cleaning for
THC-PRM | 6 | PRM, each 3 months, Scum tank radar level sensor cleaning Old section (1 EICT) | THC-PM Work Area 2 | THC-PM-WA2 | 7000000 | THC-PRM-LIT-0782 | Scum tank radar level sensor cleaning for
THC-PRM | 6 | PRM, each 3 months, Scum tank radar level sensor cleaning Old section (1 EICT) | THC-PM Work Area 2 | THC-PM-WA2 | 8000000 | THC-PRM-LIT-0882 | Scum tank radar level sensor cleaning for
THC-PRM | 16 | PRM, Routine, 1 year, Primary treatment tank safety rail and walkway check (1 Plant Technician) | THC-Routine OIC Inspection Work Area 2 | THC-ROUTINE WA2 | 1000000 | THC-PRM-T-0100 | Primary treatment tank safety rail and walkway check for
THC-PRM | 16 | PRM, Routine, 1 year, Primary treatment tank safety rail and walkway check (1 Plant Technician) | THC-Routine OIC Inspection Work Area 2 | THC-ROUTINE WA2 | 2000000 | THC-PRM-T-0200 | Primary treatment tank safety rail and walkway check for
THC-PRM | 16 | PRM, Routine, 1 year, Primary treatment tank safety rail and walkway check (1 Plant Technician) | THC-Routine OIC Inspection Work Area 2 | THC-ROUTINE WA2 | 3000000 | THC-PRM-T-0300 | Primary treatment tank safety rail and walkway check for
THC-PRM | 16 | PRM, Routine, 1 year, Primary treatment tank safety rail and walkway check (1 Plant Technician) | THC-Routine OIC Inspection Work Area 2 | THC-ROUTINE WA2 | 6000000 | THC-PRM-T-0600 | Primary treatment tank safety rail and walkway check for
THC-PRM | 16 | PRM, Routine, 1 year, Primary treatment tank safety rail and walkway check (1 Plant Technician) | THC-Routine OIC Inspection Work Area 2 | THC-ROUTINE WA2 | 4000000 | THC-PRM-T-0400 | Primary treatment tank safety rail and walkway check for
THC-PRM | 16 | PRM, Routine, 1 year, Primary treatment tank safety rail and walkway check (1 Plant Technician) | THC-Routine OIC Inspection Work Area 2 | THC-ROUTINE WA2 | 7000000 | THC-PRM-T-0700 | Primary treatment tank safety rail and walkway check for
THC-PRM | 16 | PRM, Routine, 1 year, Primary treatment tank safety rail and walkway check (1 Plant Technician) | THC-Routine OIC Inspection Work Area 2 | THC-ROUTINE WA2 | 5000000 | THC-PRM-T-0500 | Primary treatment tank safety rail and walkway check for
THC-PRM | 16 | PRM, Routine, 1 year, Primary treatment tank safety rail and walkway check (1 Plant Technician) | THC-Routine OIC Inspection Work Area 2 | THC-ROUTINE WA2 | 8000000 | THC-PRM-T-0800 | Primary treatment tank safety rail and walkway check for
THC-PRM | 16 | PRM, Routine, 1 year, Primary treatment tank safety rail and walkway check (1 Plant Technician) | THC-Routine OIC Inspection Work Area 2 | THC-ROUTINE WA2 | 10000000 | THC-PRM-T-1000 | Primary treatment tank safety rail and walkway check for
THC-PRM | 16 | PRM, Routine, 1 year, Primary treatment tank safety rail and walkway check (1 Plant Technician) | THC-Routine OIC Inspection Work Area 2 | THC-ROUTINE WA2 | 9000000 | THC-PRM-T-0900 | Primary treatment tank safety rail and walkway check for
THC-PRM | 16 | PRM, Routine, 1 year, Primary treatment tank safety rail and walkway check (1 Plant Technician) | THC-Routine OIC Inspection Work Area 2 | THC-ROUTINE WA2 | 11000000 | THC-PRM-T-1100 | Primary treatment tank safety rail and walkway check for
THC-PRM | 19 | PRM, 1 year PM, Flow transmitter calibration (1 Labourers, 1 EICT) | THC-PM Work Area 2 | THC-PM-WA2 | 1000000 | THC-PRM-FIT-5122 | Calibration of the overflow channel flow transmitter for
THC-PRM | 19 | PRM, 1 year PM, Flow transmitter calibration (1 Labourers, 1 EICT) | THC-PM Work Area 2 | THC-PM-WA2 | 2000000 | THC-PRM-FIT-5152 | Calibration of the overflow channel flow transmitter for
THC-PRM | 21 | PRM,1 year PdM, Sludge/Scum Collector Oil Analysis, Old section (1 Millwright) | THC-Condition Based Monitoring | THC-CBM | 1000000 | THC-PRM-M-0130 | Oil analysis of the scum sludge collector primary and main gearboxes for
THC-PRM | 21 | PRM,1 year PdM, Sludge/Scum Collector Oil Analysis, Old section (1 Millwright) | THC-Condition Based Monitoring | THC-CBM | 4000000 | THC-PRM-M-0430 | Oil analysis of the scum sludge collector primary and main gearboxes for
THC-PRM | 21 | PRM,1 year PdM, Sludge/Scum Collector Oil Analysis, Old section (1 Millwright) | THC-Condition Based Monitoring | THC-CBM | 2000000 | THC-PRM-M-0230 | Oil analysis of the scum sludge collector primary and main gearboxes for
THC-PRM | 21 | PRM,1 year PdM, Sludge/Scum Collector Oil Analysis, Old section (1 Millwright) | THC-Condition Based Monitoring | THC-CBM | 7000000 | THC-PRM-M-0730 | Oil analysis of the scum sludge collector primary and main gearboxes for
THC-PRM | 21 | PRM,1 year PdM, Sludge/Scum Collector Oil Analysis, Old section (1 Millwright) | THC-Condition Based Monitoring | THC-CBM | 3000000 | THC-PRM-M-0330 | Oil analysis of the scum sludge collector primary and main gearboxes for
THC-PRM | 21 | PRM,1 year PdM, Sludge/Scum Collector Oil Analysis, Old section (1 Millwright) | THC-Condition Based Monitoring | THC-CBM | 8000000 | THC-PRM-M-0830 | Oil analysis of the scum sludge collector primary and main gearboxes for
THC-PRM | 21 | PRM,1 year PdM, Sludge/Scum Collector Oil Analysis, Old section (1 Millwright) | THC-Condition Based Monitoring | THC-CBM | 5000000 | THC-PRM-M-0530 | Oil analysis of the scum sludge collector primary and main gearboxes for
THC-PRM | 21 | PRM,1 year PdM, Sludge/Scum Collector Oil Analysis, Old section (1 Millwright) | THC-Condition Based Monitoring | THC-CBM | 6000000 | THC-PRM-M-0630 | Oil analysis of the scum sludge collector primary and main gearboxes for
THC-PRM | 24 | PRM, 1 year PM, Sludge Transfer Pump lubrication (1 Millwright) | THC-PM Work Area 2 | THC-PM-WA2 | 2000000 | THC-PRM-P-1260 | Lubricate the clarifier tank sludge pump grid coupling for
THC-PRM | 24 | PRM, 1 year PM, Sludge Transfer Pump lubrication (1 Millwright) | THC-PM Work Area 2 | THC-PM-WA2 | 1000000 | THC-PRM-P-1270 | Lubricate the clarifier tank sludge pump grid coupling for
THC-PRM | 24 | PRM, 1 year PM, Sludge Transfer Pump lubrication (1 Millwright) | THC-PM Work Area 2 | THC-PM-WA2 | 5000000 | THC-PRM-P-1070 | Lubricate the clarifier tank sludge pump grid coupling for
THC-PRM | 24 | PRM, 1 year PM, Sludge Transfer Pump lubrication (1 Millwright) | THC-PM Work Area 2 | THC-PM-WA2 | 3000000 | THC-PRM-P-1170SP | Lubricate the clarifier tank sludge pump grid coupling for
THC-PRM | 24 | PRM, 1 year PM, Sludge Transfer Pump lubrication (1 Millwright) | THC-PM Work Area 2 | THC-PM-WA2 | 8000000 | THC-PRM-P-0960 | Lubricate the clarifier tank sludge pump grid coupling for
THC-PRM | 24 | PRM, 1 year PM, Sludge Transfer Pump lubrication (1 Millwright) | THC-PM Work Area 2 | THC-PM-WA2 | 4000000 | THC-PRM-P-1160SP | Lubricate the clarifier tank sludge pump grid coupling for
THC-PRM | 24 | PRM, 1 year PM, Sludge Transfer Pump lubrication (1 Millwright) | THC-PM Work Area 2 | THC-PM-WA2 | 6000000 | THC-PRM-P-1060 | Lubricate the clarifier tank sludge pump grid coupling for
THC-PRM | 24 | PRM, 1 year PM, Sludge Transfer Pump lubrication (1 Millwright) | THC-PM Work Area 2 | THC-PM-WA2 | 7000000 | THC-PRM-P-0970 | Lubricate the clarifier tank sludge pump grid coupling for
THC-PRM | 30 | PRM, 3 years PdM, Megger test of Sludge pump motor (1 EICT) ***modify freq. to 3 years | THC-PM Work Area 2 | THC-PM-WA2 | 1000000 | THC-PRM-P-0960 | Perform a megger test of the sludge pump motor winding insulation for
THC-PRM | 30 | PRM, 3 years PdM, Megger test of Sludge pump motor (1 EICT) ***modify freq. to 3 years | THC-PM Work Area 2 | THC-PM-WA2 | 2000000 | THC-PRM-P-0970 | Perform a megger test of the sludge pump motor winding insulation for
THC-PRM | 30 | PRM, 3 years PdM, Megger test of Sludge pump motor (1 EICT) ***modify freq. to 3 years | THC-PM Work Area 2 | THC-PM-WA2 | 3000000 | THC-PRM-P-1060 | Perform a megger test of the sludge pump motor winding insulation for
THC-PRM | 30 | PRM, 3 years PdM, Megger test of Sludge pump motor (1 EICT) ***modify freq. to 3 years | THC-PM Work Area 2 | THC-PM-WA2 | 5000000 | THC-PRM-P-1160SP | Perform a megger test of the sludge pump motor winding insulation for
THC-PRM | 30 | PRM, 3 years PdM, Megger test of Sludge pump motor (1 EICT) ***modify freq. to 3 years | THC-PM Work Area 2 | THC-PM-WA2 | 4000000 | THC-PRM-P-1070 | Perform a megger test of the sludge pump motor winding insulation for
THC-PRM | 30 | PRM, 3 years PdM, Megger test of Sludge pump motor (1 EICT) ***modify freq. to 3 years | THC-PM Work Area 2 | THC-PM-WA2 | 6000000 | THC-PRM-P-1170SP | Perform a megger test of the sludge pump motor winding insulation for
THC-PRM | 30 | PRM, 3 years PdM, Megger test of Sludge pump motor (1 EICT) ***modify freq. to 3 years | THC-PM Work Area 2 | THC-PM-WA2 | 7000000 | THC-PRM-P-1260SP | Perform a megger test of the sludge pump motor winding insulation for
THC-PRM | 30 | PRM, 3 years PdM, Megger test of Sludge pump motor (1 EICT) ***modify freq. to 3 years | THC-PM Work Area 2 | THC-PM-WA2 | 9000000 | THC-PRM-P-6110 | Perform a megger test of the sludge pump motor winding insulation for
THC-PRM | 30 | PRM, 3 years PdM, Megger test of Sludge pump motor (1 EICT) ***modify freq. to 3 years | THC-PM Work Area 2 | THC-PM-WA2 | 8000000 | THC-PRM-P-1270SP | Perform a megger test of the sludge pump motor winding insulation for
THC-PRM | 30 | PRM, 3 years PdM, Megger test of Sludge pump motor (1 EICT) ***modify freq. to 3 years | THC-PM Work Area 2 | THC-PM-WA2 | 15000000 | THC-PRM-P-6710 | Perform a megger test of the sludge pump motor winding insulation for
THC-PRM | 30 | PRM, 3 years PdM, Megger test of Sludge pump motor (1 EICT) ***modify freq. to 3 years | THC-PM Work Area 2 | THC-PM-WA2 | 10000000 | THC-PRM-P-6120 | Perform a megger test of the sludge pump motor winding insulation for
THC-PRM | 30 | PRM, 3 years PdM, Megger test of Sludge pump motor (1 EICT) ***modify freq. to 3 years | THC-PM Work Area 2 | THC-PM-WA2 | 16000000 | THC-PRM-P-6720 | Perform a megger test of the sludge pump motor winding insulation for
THC-PRM | 30 | PRM, 3 years PdM, Megger test of Sludge pump motor (1 EICT) ***modify freq. to 3 years | THC-PM Work Area 2 | THC-PM-WA2 | 11000000 | THC-PRM-P-6310 | Perform a megger test of the sludge pump motor winding insulation for
THC-PRM | 30 | PRM, 3 years PdM, Megger test of Sludge pump motor (1 EICT) ***modify freq. to 3 years | THC-PM Work Area 2 | THC-PM-WA2 | 12000000 | THC-PRM-P-6320 | Perform a megger test of the sludge pump motor winding insulation for
THC-PRM | 30 | PRM, 3 years PdM, Megger test of Sludge pump motor (1 EICT) ***modify freq. to 3 years | THC-PM Work Area 2 | THC-PM-WA2 | 13000000 | THC-PRM-P-6510 | Perform a megger test of the sludge pump motor winding insulation for
THC-PRM | 30 | PRM, 3 years PdM, Megger test of Sludge pump motor (1 EICT) ***modify freq. to 3 years | THC-PM Work Area 2 | THC-PM-WA2 | 14000000 | THC-PRM-P-6520 | Perform a megger test of the sludge pump motor winding insulation for
THC-PRM | 31 | PRM, 1 year PdM, Megger test of Scum pump motor (1 EICT) | THC-PM Work Area 2 | THC-PM-WA2 | 4000000 | THC-PRM-P-5330 | Perform a megger test of the scum pump motor winding insulation for
THC-PRM | 31 | PRM, 1 year PdM, Megger test of Scum pump motor (1 EICT) | THC-PM Work Area 2 | THC-PM-WA2 | 1000000 | THC-PRM-P-5220 | Perform a megger test of the scum pump motor winding insulation for
THC-PRM | 31 | PRM, 1 year PdM, Megger test of Scum pump motor (1 EICT) | THC-PM Work Area 2 | THC-PM-WA2 | 7000000 | THC-PRM-P-6950 | Perform a megger test of the scum pump motor winding insulation for
THC-PRM | 31 | PRM, 1 year PdM, Megger test of Scum pump motor (1 EICT) | THC-PM Work Area 2 | THC-PM-WA2 | 2000000 | THC-PRM-P-5230 | Perform a megger test of the scum pump motor winding insulation for
THC-PRM | 31 | PRM, 1 year PdM, Megger test of Scum pump motor (1 EICT) | THC-PM Work Area 2 | THC-PM-WA2 | 3000000 | THC-PRM-P-5320 | Perform a megger test of the scum pump motor winding insulation for
THC-PRM | 31 | PRM, 1 year PdM, Megger test of Scum pump motor (1 EICT) | THC-PM Work Area 2 | THC-PM-WA2 | 5000000 | THC-PRM-P-6910 | Perform a megger test of the scum pump motor winding insulation for
THC-PRM | 31 | PRM, 1 year PdM, Megger test of Scum pump motor (1 EICT) | THC-PM Work Area 2 | THC-PM-WA2 | 6000000 | THC-PRM-P-6930 | Perform a megger test of the scum pump motor winding insulation for
THC-PRM | 31 | PRM, 1 year PdM, Megger test of Scum pump motor (1 EICT) | THC-PM Work Area 2 | THC-PM-WA2 | 8000000 | THC-PRM-P-6970 | Perform a megger test of the scum pump motor winding insulation for
THC-PRM | 33 | PRM, 1 year PdM, Calibration of Scum pump discharge pressure switch (1 EICT) | THC-PM Work Area 2 | THC-PM-WA2 | 1000000 | THC-PRM-PSH-5225 | Scum pump high discharge pressure switch calibration for
THC-PRM | 33 | PRM, 1 year PdM, Calibration of Scum pump discharge pressure switch (1 EICT) | THC-PM Work Area 2 | THC-PM-WA2 | 2000000 | THC-PRM-PSH-5235 | Scum pump high discharge pressure switch calibration for
THC-PRM | 33 | PRM, 1 year PdM, Calibration of Scum pump discharge pressure switch (1 EICT) | THC-PM Work Area 2 | THC-PM-WA2 | 6000000 | THC-PRM-PSH-6935 | Scum pump high discharge pressure switch calibration for
THC-PRM | 33 | PRM, 1 year PdM, Calibration of Scum pump discharge pressure switch (1 EICT) | THC-PM Work Area 2 | THC-PM-WA2 | 3000000 | THC-PRM-PSH-5325 | Scum pump high discharge pressure switch calibration for
THC-PRM | 33 | PRM, 1 year PdM, Calibration of Scum pump discharge pressure switch (1 EICT) | THC-PM Work Area 2 | THC-PM-WA2 | 7000000 | THC-PRM-PSH-6955 | Scum pump high discharge pressure switch calibration for
THC-PRM | 33 | PRM, 1 year PdM, Calibration of Scum pump discharge pressure switch (1 EICT) | THC-PM Work Area 2 | THC-PM-WA2 | 4000000 | THC-PRM-PSH-5335 | Scum pump high discharge pressure switch calibration for
THC-PRM | 33 | PRM, 1 year PdM, Calibration of Scum pump discharge pressure switch (1 EICT) | THC-PM Work Area 2 | THC-PM-WA2 | 8000000 | THC-PRM-PSH-6975 | Scum pump high discharge pressure switch calibration for
THC-PRM | 33 | PRM, 1 year PdM, Calibration of Scum pump discharge pressure switch (1 EICT) | THC-PM Work Area 2 | THC-PM-WA2 | 5000000 | THC-PRM-PSH-6915 | Scum pump high discharge pressure switch calibration for
THC-PRM | 34 | PRM, 1 year PdM, Verification of Raw Sludge pump magnetic flow meter (1 EICT) | THC-PM Work Area 2 | THC-PM-WA2 | 2000000 | THC-PRM-FIT-1075 | Verification check of the raw sludge magnetic flow meter for
THC-PRM | 34 | PRM, 1 year PdM, Verification of Raw Sludge pump magnetic flow meter (1 EICT) | THC-PM Work Area 2 | THC-PM-WA2 | 1000000 | THC-PRM-FIT-0975 | Verification check of the raw sludge magnetic flow meter for
THC-PRM | 34 | PRM, 1 year PdM, Verification of Raw Sludge pump magnetic flow meter (1 EICT) | THC-PM Work Area 2 | THC-PM-WA2 | 3000000 | THC-PRM-FIT-1175 | Verification check of the raw sludge magnetic flow meter for
THC-PRM | 34 | PRM, 1 year PdM, Verification of Raw Sludge pump magnetic flow meter (1 EICT) | THC-PM Work Area 2 | THC-PM-WA2 | 4000000 | THC-PRM-FIT-1275 | Verification check of the raw sludge magnetic flow meter for
THC-PRM | 34 | PRM, 1 year PdM, Verification of Raw Sludge pump magnetic flow meter (1 EICT) | THC-PM Work Area 2 | THC-PM-WA2 | 5000000 | THC-PRM-FIT-6352 | Verification check of the raw sludge magnetic flow meter for
THC-PRM | 34 | PRM, 1 year PdM, Verification of Raw Sludge pump magnetic flow meter (1 EICT) | THC-PM Work Area 2 | THC-PM-WA2 | 6000000 | THC-PRM-FIT-6541 | Verification check of the raw sludge magnetic flow meter for
THC-PRM | 36 | PRM, 2 years PM, Sludge and Scum Pump motor bearings lubrication (1 Millwright) | THC-PM Work Area 2 | THC-PM-WA2 | 1000000 | THC-PRM-P-5220 | Lubricate the scum pump motor bearings for
THC-PRM | 36 | PRM, 2 years PM, Sludge and Scum Pump motor bearings lubrication (1 Millwright) | THC-PM Work Area 2 | THC-PM-WA2 | 4000000 | THC-PRM-P-5330 | Lubricate the scum pump motor bearings for
THC-PRM | 36 | PRM, 2 years PM, Sludge and Scum Pump motor bearings lubrication (1 Millwright) | THC-PM Work Area 2 | THC-PM-WA2 | 2000000 | THC-PRM-P-5230 | Lubricate the scum pump motor bearings for
THC-PRM | 36 | PRM, 2 years PM, Sludge and Scum Pump motor bearings lubrication (1 Millwright) | THC-PM Work Area 2 | THC-PM-WA2 | 5000000 | THC-PRM-P-6910 | Lubricate the scum pump motor bearings for
THC-PRM | 36 | PRM, 2 years PM, Sludge and Scum Pump motor bearings lubrication (1 Millwright) | THC-PM Work Area 2 | THC-PM-WA2 | 3000000 | THC-PRM-P-5320 | Lubricate the scum pump motor bearings for
THC-PRM | 36 | PRM, 2 years PM, Sludge and Scum Pump motor bearings lubrication (1 Millwright) | THC-PM Work Area 2 | THC-PM-WA2 | 6000000 | THC-PRM-P-6930 | Lubricate the scum pump motor bearings for
THC-PRM | 36 | PRM, 2 years PM, Sludge and Scum Pump motor bearings lubrication (1 Millwright) | THC-PM Work Area 2 | THC-PM-WA2 | 7000000 | THC-PRM-P-6950 | Lubricate the scum pump motor bearings for
THC-PRM | 36 | PRM, 2 years PM, Sludge and Scum Pump motor bearings lubrication (1 Millwright) | THC-PM Work Area 2 | THC-PM-WA2 | 8000000 | THC-PRM-P-6970 | Lubricate the scum pump motor bearings for
THC-PRM | 66 | 6 Months, Exercise Solenoid Valves, Hydraulic Cylinder, Bottom Scraper and Scum Skimmer, NW Plant, Primary Clarifier, (OEM rec. Ctr.# 18ECS-MI-01HC) - 1 PT | Sludge Bottom Scraper Mechanism, Tank 1000, Primary Clarifier | THC-PRM-CLR-1030 | 2000000 | THC-PRM-V-1114B | Move Valve from full open to full close and back to full open
THC-PRM | 66 | 6 Months, Exercise Solenoid Valves, Hydraulic Cylinder, Bottom Scraper and Scum Skimmer, NW Plant, Primary Clarifier, (OEM rec. Ctr.# 18ECS-MI-01HC) - 1 PT | Sludge Bottom Scraper Mechanism, Tank 1000, Primary Clarifier | THC-PRM-CLR-1030 | 1000000 | THC-PRM-V-1114A | Move Valve from full open to full close and back to full open
THC-PRM | 66 | 6 Months, Exercise Solenoid Valves, Hydraulic Cylinder, Bottom Scraper and Scum Skimmer, NW Plant, Primary Clarifier, (OEM rec. Ctr.# 18ECS-MI-01HC) - 1 PT | Sludge Bottom Scraper Mechanism, Tank 1000, Primary Clarifier | THC-PRM-CLR-1030 | 3000000 | THC-PRM-V-1113A | Move Valve from full open to full close and back to full open
THC-PRM | 66 | 6 Months, Exercise Solenoid Valves, Hydraulic Cylinder, Bottom Scraper and Scum Skimmer, NW Plant, Primary Clarifier, (OEM rec. Ctr.# 18ECS-MI-01HC) - 1 PT | Sludge Bottom Scraper Mechanism, Tank 1000, Primary Clarifier | THC-PRM-CLR-1030 | 4000000 | THC-PRM-V-1113B | Move Valve from full open to full close and back to full open
THC-PRM | 66 | 6 Months, Exercise Solenoid Valves, Hydraulic Cylinder, Bottom Scraper and Scum Skimmer, NW Plant, Primary Clarifier, (OEM rec. Ctr.# 18ECS-MI-01HC) - 1 PT | Sludge Bottom Scraper Mechanism, Tank 1000, Primary Clarifier | THC-PRM-CLR-1030 | 8000000 | THC-PRM-V-1111B | Move Valve from full open to full close and back to full open
THC-PRM | 66 | 6 Months, Exercise Solenoid Valves, Hydraulic Cylinder, Bottom Scraper and Scum Skimmer, NW Plant, Primary Clarifier, (OEM rec. Ctr.# 18ECS-MI-01HC) - 1 PT | Sludge Bottom Scraper Mechanism, Tank 1000, Primary Clarifier | THC-PRM-CLR-1030 | 5000000 | THC-PRM-V-1112A | Move Valve from full open to full close and back to full open
THC-PRM | 66 | 6 Months, Exercise Solenoid Valves, Hydraulic Cylinder, Bottom Scraper and Scum Skimmer, NW Plant, Primary Clarifier, (OEM rec. Ctr.# 18ECS-MI-01HC) - 1 PT | Sludge Bottom Scraper Mechanism, Tank 1000, Primary Clarifier | THC-PRM-CLR-1030 | 6000000 | THC-PRM-V-1112B | Move Valve from full open to full close and back to full open
THC-PRM | 66 | 6 Months, Exercise Solenoid Valves, Hydraulic Cylinder, Bottom Scraper and Scum Skimmer, NW Plant, Primary Clarifier, (OEM rec. Ctr.# 18ECS-MI-01HC) - 1 PT | Sludge Bottom Scraper Mechanism, Tank 1000, Primary Clarifier | THC-PRM-CLR-1030 | 7000000 | THC-PRM-V-1111A | Move Valve from full open to full close and back to full open
THC-PRM | 66 | 6 Months, Exercise Solenoid Valves, Hydraulic Cylinder, Bottom Scraper and Scum Skimmer, NW Plant, Primary Clarifier, (OEM rec. Ctr.# 18ECS-MI-01HC) - 1 PT | Sludge Bottom Scraper Mechanism, Primary Clarifier 1100, NW Plant | THC-PRM-CLR-1130 | 4000000 | THC-PRM-V-1113B | Move Valve from full open to full close and back to full open
THC-PRM | 66 | 6 Months, Exercise Solenoid Valves, Hydraulic Cylinder, Bottom Scraper and Scum Skimmer, NW Plant, Primary Clarifier, (OEM rec. Ctr.# 18ECS-MI-01HC) - 1 PT | Sludge Bottom Scraper Mechanism, Primary Clarifier 1100, NW Plant | THC-PRM-CLR-1130 | 6000000 | THC-PRM-V-1112B | Move Valve from full open to full close and back to full open
THC-PRM | 66 | 6 Months, Exercise Solenoid Valves, Hydraulic Cylinder, Bottom Scraper and Scum Skimmer, NW Plant, Primary Clarifier, (OEM rec. Ctr.# 18ECS-MI-01HC) - 1 PT | Sludge Bottom Scraper Mechanism, Primary Clarifier 1100, NW Plant | THC-PRM-CLR-1130 | 1000000 | THC-PRM-V-1114A | Move Valve from full open to full close and back to full open
THC-PRM | 66 | 6 Months, Exercise Solenoid Valves, Hydraulic Cylinder, Bottom Scraper and Scum Skimmer, NW Plant, Primary Clarifier, (OEM rec. Ctr.# 18ECS-MI-01HC) - 1 PT | Sludge Bottom Scraper Mechanism, Primary Clarifier 1100, NW Plant | THC-PRM-CLR-1130 | 2000000 | THC-PRM-V-1114B | Move Valve from full open to full close and back to full open
THC-PRM | 66 | 6 Months, Exercise Solenoid Valves, Hydraulic Cylinder, Bottom Scraper and Scum Skimmer, NW Plant, Primary Clarifier, (OEM rec. Ctr.# 18ECS-MI-01HC) - 1 PT | Sludge Bottom Scraper Mechanism, Primary Clarifier 1100, NW Plant | THC-PRM-CLR-1130 | 3000000 | THC-PRM-V-1113A | Move Valve from full open to full close and back to full open
THC-PRM | 66 | 6 Months, Exercise Solenoid Valves, Hydraulic Cylinder, Bottom Scraper and Scum Skimmer, NW Plant, Primary Clarifier, (OEM rec. Ctr.# 18ECS-MI-01HC) - 1 PT | Sludge Bottom Scraper Mechanism, Primary Clarifier 1100, NW Plant | THC-PRM-CLR-1130 | 5000000 | THC-PRM-V-1112A | Move Valve from full open to full close and back to full open
THC-PRM | 66 | 6 Months, Exercise Solenoid Valves, Hydraulic Cylinder, Bottom Scraper and Scum Skimmer, NW Plant, Primary Clarifier, (OEM rec. Ctr.# 18ECS-MI-01HC) - 1 PT | Sludge Bottom Scraper Mechanism, Primary Clarifier 1100, NW Plant | THC-PRM-CLR-1130 | 7000000 | THC-PRM-V-1111A | Move Valve from full open to full close and back to full open
THC-PRM | 66 | 6 Months, Exercise Solenoid Valves, Hydraulic Cylinder, Bottom Scraper and Scum Skimmer, NW Plant, Primary Clarifier, (OEM rec. Ctr.# 18ECS-MI-01HC) - 1 PT | Sludge Bottom Scraper Mechanism, Primary Clarifier 1100, NW Plant | THC-PRM-CLR-1130 | 8000000 | THC-PRM-V-1111B | Move Valve from full open to full close and back to full open
THC-PRM | 66 | 6 Months, Exercise Solenoid Valves, Hydraulic Cylinder, Bottom Scraper and Scum Skimmer, NW Plant, Primary Clarifier, (OEM rec. Ctr.# 18ECS-MI-01HC) - 1 PT | Sludge Bottom Scraper Mechanism, Primary Clarifier 1200, NW Plant | THC-PRM-CLR-1230 | 1000000 | THC-PRM-V-1214A | Move Valve from full open to full close and back to full open
THC-PRM | 66 | 6 Months, Exercise Solenoid Valves, Hydraulic Cylinder, Bottom Scraper and Scum Skimmer, NW Plant, Primary Clarifier, (OEM rec. Ctr.# 18ECS-MI-01HC) - 1 PT | Sludge Bottom Scraper Mechanism, Primary Clarifier 1200, NW Plant | THC-PRM-CLR-1230 | 2000000 | THC-PRM-V-1214B | Move Valve from full open to full close and back to full open
THC-PRM | 66 | 6 Months, Exercise Solenoid Valves, Hydraulic Cylinder, Bottom Scraper and Scum Skimmer, NW Plant, Primary Clarifier, (OEM rec. Ctr.# 18ECS-MI-01HC) - 1 PT | Sludge Bottom Scraper Mechanism, Primary Clarifier 1200, NW Plant | THC-PRM-CLR-1230 | 4000000 | THC-PRM-V-1213B | Move Valve from full open to full close and back to full open
THC-PRM | 66 | 6 Months, Exercise Solenoid Valves, Hydraulic Cylinder, Bottom Scraper and Scum Skimmer, NW Plant, Primary Clarifier, (OEM rec. Ctr.# 18ECS-MI-01HC) - 1 PT | Sludge Bottom Scraper Mechanism, Primary Clarifier 1200, NW Plant | THC-PRM-CLR-1230 | 7000000 | THC-PRM-V-1211A | Move Valve from full open to full close and back to full open
THC-PRM | 66 | 6 Months, Exercise Solenoid Valves, Hydraulic Cylinder, Bottom Scraper and Scum Skimmer, NW Plant, Primary Clarifier, (OEM rec. Ctr.# 18ECS-MI-01HC) - 1 PT | Sludge Bottom Scraper Mechanism, Primary Clarifier 1200, NW Plant | THC-PRM-CLR-1230 | 8000000 | THC-PRM-V-1211B | Move Valve from full open to full close and back to full open
THC-PRM | 66 | 6 Months, Exercise Solenoid Valves, Hydraulic Cylinder, Bottom Scraper and Scum Skimmer, NW Plant, Primary Clarifier, (OEM rec. Ctr.# 18ECS-MI-01HC) - 1 PT | Sludge Bottom Scraper Mechanism, Primary Clarifier 1200, NW Plant | THC-PRM-CLR-1230 | 3000000 | THC-PRM-V-1213A | Move Valve from full open to full close and back to full open
THC-PRM | 66 | 6 Months, Exercise Solenoid Valves, Hydraulic Cylinder, Bottom Scraper and Scum Skimmer, NW Plant, Primary Clarifier, (OEM rec. Ctr.# 18ECS-MI-01HC) - 1 PT | Sludge Bottom Scraper Mechanism, Primary Clarifier 1200, NW Plant | THC-PRM-CLR-1230 | 5000000 | THC-PRM-V-1212A | Move Valve from full open to full close and back to full open
THC-PRM | 66 | 6 Months, Exercise Solenoid Valves, Hydraulic Cylinder, Bottom Scraper and Scum Skimmer, NW Plant, Primary Clarifier, (OEM rec. Ctr.# 18ECS-MI-01HC) - 1 PT | Sludge Bottom Scraper Mechanism, Primary Clarifier 1200, NW Plant | THC-PRM-CLR-1230 | 6000000 | THC-PRM-V-1212B | Move Valve from full open to full close and back to full open
THC-PRM | 66 | 6 Months, Exercise Solenoid Valves, Hydraulic Cylinder, Bottom Scraper and Scum Skimmer, NW Plant, Primary Clarifier, (OEM rec. Ctr.# 18ECS-MI-01HC) - 1 PT | Scum Skimmer System, Tank 1000, Primary Clarifier | THC-PRM-CM-1050 | 1000000 | THC-PRM-V-1273A | Move Valve from full open to full close and back to full open
THC-PRM | 66 | 6 Months, Exercise Solenoid Valves, Hydraulic Cylinder, Bottom Scraper and Scum Skimmer, NW Plant, Primary Clarifier, (OEM rec. Ctr.# 18ECS-MI-01HC) - 1 PT | Scum Skimmer System, Tank 1000, Primary Clarifier | THC-PRM-CM-1050 | 6000000 | THC-PRM-V-1271B | Move Valve from full open to full close and back to full open
THC-PRM | 66 | 6 Months, Exercise Solenoid Valves, Hydraulic Cylinder, Bottom Scraper and Scum Skimmer, NW Plant, Primary Clarifier, (OEM rec. Ctr.# 18ECS-MI-01HC) - 1 PT | Scum Skimmer System, Tank 1000, Primary Clarifier | THC-PRM-CM-1050 | 2000000 | THC-PRM-V-1273B | Move Valve from full open to full close and back to full open
THC-PRM | 66 | 6 Months, Exercise Solenoid Valves, Hydraulic Cylinder, Bottom Scraper and Scum Skimmer, NW Plant, Primary Clarifier, (OEM rec. Ctr.# 18ECS-MI-01HC) - 1 PT | Scum Skimmer System, Tank 1000, Primary Clarifier | THC-PRM-CM-1050 | 3000000 | THC-PRM-V-1272A | Move Valve from full open to full close and back to full open
THC-PRM | 66 | 6 Months, Exercise Solenoid Valves, Hydraulic Cylinder, Bottom Scraper and Scum Skimmer, NW Plant, Primary Clarifier, (OEM rec. Ctr.# 18ECS-MI-01HC) - 1 PT | Scum Skimmer System, Tank 1000, Primary Clarifier | THC-PRM-CM-1050 | 4000000 | THC-PRM-V-1272B | Move Valve from full open to full close and back to full open
THC-PRM | 66 | 6 Months, Exercise Solenoid Valves, Hydraulic Cylinder, Bottom Scraper and Scum Skimmer, NW Plant, Primary Clarifier, (OEM rec. Ctr.# 18ECS-MI-01HC) - 1 PT | Scum Skimmer System, Tank 1000, Primary Clarifier | THC-PRM-CM-1050 | 5000000 | THC-PRM-V-1271A | Move Valve from full open to full close and back to full open
THC-PRM | 66 | 6 Months, Exercise Solenoid Valves, Hydraulic Cylinder, Bottom Scraper and Scum Skimmer, NW Plant, Primary Clarifier, (OEM rec. Ctr.# 18ECS-MI-01HC) - 1 PT | Scum Skimmer System, Tank 1100, Primary Clarifier | THC-PRM-CM-1150 | 2000000 | THC-PRM-V-1173B | Move Valve from full open to full close and back to full open
THC-PRM | 66 | 6 Months, Exercise Solenoid Valves, Hydraulic Cylinder, Bottom Scraper and Scum Skimmer, NW Plant, Primary Clarifier, (OEM rec. Ctr.# 18ECS-MI-01HC) - 1 PT | Scum Skimmer System, Tank 1100, Primary Clarifier | THC-PRM-CM-1150 | 4000000 | THC-PRM-V-1172B | Move Valve from full open to full close and back to full open
THC-PRM | 66 | 6 Months, Exercise Solenoid Valves, Hydraulic Cylinder, Bottom Scraper and Scum Skimmer, NW Plant, Primary Clarifier, (OEM rec. Ctr.# 18ECS-MI-01HC) - 1 PT | Scum Skimmer System, Tank 1100, Primary Clarifier | THC-PRM-CM-1150 | 5000000 | THC-PRM-V-1171A | Move Valve from full open to full close and back to full open
THC-PRM | 66 | 6 Months, Exercise Solenoid Valves, Hydraulic Cylinder, Bottom Scraper and Scum Skimmer, NW Plant, Primary Clarifier, (OEM rec. Ctr.# 18ECS-MI-01HC) - 1 PT | Scum Skimmer System, Tank 1100, Primary Clarifier | THC-PRM-CM-1150 | 6000000 | THC-PRM-V-1171B | Move Valve from full open to full close and back to full open
THC-PRM | 66 | 6 Months, Exercise Solenoid Valves, Hydraulic Cylinder, Bottom Scraper and Scum Skimmer, NW Plant, Primary Clarifier, (OEM rec. Ctr.# 18ECS-MI-01HC) - 1 PT | Scum Skimmer System, Tank 1100, Primary Clarifier | THC-PRM-CM-1150 | 1000000 | THC-PRM-V-1173A | Move Valve from full open to full close and back to full open
THC-PRM | 66 | 6 Months, Exercise Solenoid Valves, Hydraulic Cylinder, Bottom Scraper and Scum Skimmer, NW Plant, Primary Clarifier, (OEM rec. Ctr.# 18ECS-MI-01HC) - 1 PT | Scum Skimmer System, Tank 1100, Primary Clarifier | THC-PRM-CM-1150 | 3000000 | THC-PRM-V-1172A | Move Valve from full open to full close and back to full open
THC-PRM | 66 | 6 Months, Exercise Solenoid Valves, Hydraulic Cylinder, Bottom Scraper and Scum Skimmer, NW Plant, Primary Clarifier, (OEM rec. Ctr.# 18ECS-MI-01HC) - 1 PT | Scum Skimmer System, Tank 1200, Primary Clarifier | THC-PRM-CM-1250 | 1000000 | THC-PRM-V-1273A | Move Valve from full open to full close and back to full open
THC-PRM | 66 | 6 Months, Exercise Solenoid Valves, Hydraulic Cylinder, Bottom Scraper and Scum Skimmer, NW Plant, Primary Clarifier, (OEM rec. Ctr.# 18ECS-MI-01HC) - 1 PT | Scum Skimmer System, Tank 1200, Primary Clarifier | THC-PRM-CM-1250 | 3000000 | THC-PRM-V-1272A | Move Valve from full open to full close and back to full open
THC-PRM | 66 | 6 Months, Exercise Solenoid Valves, Hydraulic Cylinder, Bottom Scraper and Scum Skimmer, NW Plant, Primary Clarifier, (OEM rec. Ctr.# 18ECS-MI-01HC) - 1 PT | Scum Skimmer System, Tank 1200, Primary Clarifier | THC-PRM-CM-1250 | 4000000 | THC-PRM-V-1272B | Move Valve from full open to full close and back to full open
THC-PRM | 66 | 6 Months, Exercise Solenoid Valves, Hydraulic Cylinder, Bottom Scraper and Scum Skimmer, NW Plant, Primary Clarifier, (OEM rec. Ctr.# 18ECS-MI-01HC) - 1 PT | Scum Skimmer System, Tank 1200, Primary Clarifier | THC-PRM-CM-1250 | 6000000 | THC-PRM-V-1271B | Move Valve from full open to full close and back to full open
THC-PRM | 66 | 6 Months, Exercise Solenoid Valves, Hydraulic Cylinder, Bottom Scraper and Scum Skimmer, NW Plant, Primary Clarifier, (OEM rec. Ctr.# 18ECS-MI-01HC) - 1 PT | Scum Skimmer System, Tank 1200, Primary Clarifier | THC-PRM-CM-1250 | 2000000 | THC-PRM-V-1273B | Move Valve from full open to full close and back to full open
THC-PRM | 66 | 6 Months, Exercise Solenoid Valves, Hydraulic Cylinder, Bottom Scraper and Scum Skimmer, NW Plant, Primary Clarifier, (OEM rec. Ctr.# 18ECS-MI-01HC) - 1 PT | Scum Skimmer System, Tank 1200, Primary Clarifier | THC-PRM-CM-1250 | 5000000 | THC-PRM-V-1271A | Move Valve from full open to full close and back to full open
THC-PRM | 67 | Yearly, Exercise Valves, Hydraulic Cylinder, Bottom Scraper and Scum Skimmer, NW Plant, Primary Clarifier, (OEM rec. Ctr.# 18ECS-MI-01HC) - 1 PT | Sludge Bottom Scraper Mechanism, Primary Clarifier 1100, NW Plant | THC-PRM-CLR-1130 | 3000000 | THC-PRM-V-1113A | Move Valve from full open to full close and back to full open
THC-PRM | 67 | Yearly, Exercise Valves, Hydraulic Cylinder, Bottom Scraper and Scum Skimmer, NW Plant, Primary Clarifier, (OEM rec. Ctr.# 18ECS-MI-01HC) - 1 PT | Sludge Bottom Scraper Mechanism, Primary Clarifier 1100, NW Plant | THC-PRM-CLR-1130 | 1000000 | THC-PRM-V-1114A | Move Valve from full open to full close and back to full open
THC-PRM | 67 | Yearly, Exercise Valves, Hydraulic Cylinder, Bottom Scraper and Scum Skimmer, NW Plant, Primary Clarifier, (OEM rec. Ctr.# 18ECS-MI-01HC) - 1 PT | Sludge Bottom Scraper Mechanism, Primary Clarifier 1100, NW Plant | THC-PRM-CLR-1130 | 8000000 | THC-PRM-V-1111B | Move Valve from full open to full close and back to full open
THC-PRM | 67 | Yearly, Exercise Valves, Hydraulic Cylinder, Bottom Scraper and Scum Skimmer, NW Plant, Primary Clarifier, (OEM rec. Ctr.# 18ECS-MI-01HC) - 1 PT | Sludge Bottom Scraper Mechanism, Primary Clarifier 1100, NW Plant | THC-PRM-CLR-1130 | 2000000 | THC-PRM-V-1114B | Move Valve from full open to full close and back to full open
THC-PRM | 67 | Yearly, Exercise Valves, Hydraulic Cylinder, Bottom Scraper and Scum Skimmer, NW Plant, Primary Clarifier, (OEM rec. Ctr.# 18ECS-MI-01HC) - 1 PT | Sludge Bottom Scraper Mechanism, Primary Clarifier 1100, NW Plant | THC-PRM-CLR-1130 | 4000000 | THC-PRM-V-1113B | Move Valve from full open to full close and back to full open
THC-PRM | 67 | Yearly, Exercise Valves, Hydraulic Cylinder, Bottom Scraper and Scum Skimmer, NW Plant, Primary Clarifier, (OEM rec. Ctr.# 18ECS-MI-01HC) - 1 PT | Sludge Bottom Scraper Mechanism, Primary Clarifier 1100, NW Plant | THC-PRM-CLR-1130 | 5000000 | THC-PRM-V-1112A | Move Valve from full open to full close and back to full open
THC-PRM | 67 | Yearly, Exercise Valves, Hydraulic Cylinder, Bottom Scraper and Scum Skimmer, NW Plant, Primary Clarifier, (OEM rec. Ctr.# 18ECS-MI-01HC) - 1 PT | Sludge Bottom Scraper Mechanism, Primary Clarifier 1100, NW Plant | THC-PRM-CLR-1130 | 6000000 | THC-PRM-V-1112B | Move Valve from full open to full close and back to full open
THC-PRM | 67 | Yearly, Exercise Valves, Hydraulic Cylinder, Bottom Scraper and Scum Skimmer, NW Plant, Primary Clarifier, (OEM rec. Ctr.# 18ECS-MI-01HC) - 1 PT | Sludge Bottom Scraper Mechanism, Primary Clarifier 1100, NW Plant | THC-PRM-CLR-1130 | 7000000 | THC-PRM-V-1111A | Move Valve from full open to full close and back to full open
THC-PRM | 67 | Yearly, Exercise Valves, Hydraulic Cylinder, Bottom Scraper and Scum Skimmer, NW Plant, Primary Clarifier, (OEM rec. Ctr.# 18ECS-MI-01HC) - 1 PT | Sludge Bottom Scraper Mechanism, Primary Clarifier 1200, NW Plant | THC-PRM-CLR-1230 | 3000000 | THC-PRM-V-1213A | Move Valve from full open to full close and back to full open
THC-PRM | 67 | Yearly, Exercise Valves, Hydraulic Cylinder, Bottom Scraper and Scum Skimmer, NW Plant, Primary Clarifier, (OEM rec. Ctr.# 18ECS-MI-01HC) - 1 PT | Sludge Bottom Scraper Mechanism, Primary Clarifier 1200, NW Plant | THC-PRM-CLR-1230 | 5000000 | THC-PRM-V-1212A | Move Valve from full open to full close and back to full open
THC-PRM | 67 | Yearly, Exercise Valves, Hydraulic Cylinder, Bottom Scraper and Scum Skimmer, NW Plant, Primary Clarifier, (OEM rec. Ctr.# 18ECS-MI-01HC) - 1 PT | Sludge Bottom Scraper Mechanism, Primary Clarifier 1200, NW Plant | THC-PRM-CLR-1230 | 6000000 | THC-PRM-V-1212B | Move Valve from full open to full close and back to full open
THC-PRM | 67 | Yearly, Exercise Valves, Hydraulic Cylinder, Bottom Scraper and Scum Skimmer, NW Plant, Primary Clarifier, (OEM rec. Ctr.# 18ECS-MI-01HC) - 1 PT | Sludge Bottom Scraper Mechanism, Primary Clarifier 1200, NW Plant | THC-PRM-CLR-1230 | 8000000 | THC-PRM-V-1211B | Move Valve from full open to full close and back to full open
THC-PRM | 67 | Yearly, Exercise Valves, Hydraulic Cylinder, Bottom Scraper and Scum Skimmer, NW Plant, Primary Clarifier, (OEM rec. Ctr.# 18ECS-MI-01HC) - 1 PT | Sludge Bottom Scraper Mechanism, Primary Clarifier 1200, NW Plant | THC-PRM-CLR-1230 | 1000000 | THC-PRM-V-1214A | Move Valve from full open to full close and back to full open
THC-PRM | 67 | Yearly, Exercise Valves, Hydraulic Cylinder, Bottom Scraper and Scum Skimmer, NW Plant, Primary Clarifier, (OEM rec. Ctr.# 18ECS-MI-01HC) - 1 PT | Sludge Bottom Scraper Mechanism, Primary Clarifier 1200, NW Plant | THC-PRM-CLR-1230 | 2000000 | THC-PRM-V-1214B | Move Valve from full open to full close and back to full open
THC-PRM | 67 | Yearly, Exercise Valves, Hydraulic Cylinder, Bottom Scraper and Scum Skimmer, NW Plant, Primary Clarifier, (OEM rec. Ctr.# 18ECS-MI-01HC) - 1 PT | Sludge Bottom Scraper Mechanism, Primary Clarifier 1200, NW Plant | THC-PRM-CLR-1230 | 4000000 | THC-PRM-V-1213B | Move Valve from full open to full close and back to full open
THC-PRM | 67 | Yearly, Exercise Valves, Hydraulic Cylinder, Bottom Scraper and Scum Skimmer, NW Plant, Primary Clarifier, (OEM rec. Ctr.# 18ECS-MI-01HC) - 1 PT | Sludge Bottom Scraper Mechanism, Primary Clarifier 1200, NW Plant | THC-PRM-CLR-1230 | 7000000 | THC-PRM-V-1211A | Move Valve from full open to full close and back to full open
THC-PRM | 67 | Yearly, Exercise Valves, Hydraulic Cylinder, Bottom Scraper and Scum Skimmer, NW Plant, Primary Clarifier, (OEM rec. Ctr.# 18ECS-MI-01HC) - 1 PT | Scum Skimmer System, Tank 1100, Primary Clarifier | THC-PRM-CM-1150 | 1000000 | THC-PRM-V-1173A | Move Valve from full open to full close and back to full open
THC-PRM | 67 | Yearly, Exercise Valves, Hydraulic Cylinder, Bottom Scraper and Scum Skimmer, NW Plant, Primary Clarifier, (OEM rec. Ctr.# 18ECS-MI-01HC) - 1 PT | Scum Skimmer System, Tank 1100, Primary Clarifier | THC-PRM-CM-1150 | 3000000 | THC-PRM-V-1172A | Move Valve from full open to full close and back to full open
THC-PRM | 67 | Yearly, Exercise Valves, Hydraulic Cylinder, Bottom Scraper and Scum Skimmer, NW Plant, Primary Clarifier, (OEM rec. Ctr.# 18ECS-MI-01HC) - 1 PT | Scum Skimmer System, Tank 1100, Primary Clarifier | THC-PRM-CM-1150 | 2000000 | THC-PRM-V-1173B | Move Valve from full open to full close and back to full open
THC-PRM | 67 | Yearly, Exercise Valves, Hydraulic Cylinder, Bottom Scraper and Scum Skimmer, NW Plant, Primary Clarifier, (OEM rec. Ctr.# 18ECS-MI-01HC) - 1 PT | Scum Skimmer System, Tank 1100, Primary Clarifier | THC-PRM-CM-1150 | 4000000 | THC-PRM-V-1172B | Move Valve from full open to full close and back to full open
THC-PRM | 67 | Yearly, Exercise Valves, Hydraulic Cylinder, Bottom Scraper and Scum Skimmer, NW Plant, Primary Clarifier, (OEM rec. Ctr.# 18ECS-MI-01HC) - 1 PT | Scum Skimmer System, Tank 1100, Primary Clarifier | THC-PRM-CM-1150 | 5000000 | THC-PRM-V-1171A | Move Valve from full open to full close and back to full open
THC-PRM | 67 | Yearly, Exercise Valves, Hydraulic Cylinder, Bottom Scraper and Scum Skimmer, NW Plant, Primary Clarifier, (OEM rec. Ctr.# 18ECS-MI-01HC) - 1 PT | Scum Skimmer System, Tank 1100, Primary Clarifier | THC-PRM-CM-1150 | 6000000 | THC-PRM-V-1171B | Move Valve from full open to full close and back to full open
THC-PRM | 67 | Yearly, Exercise Valves, Hydraulic Cylinder, Bottom Scraper and Scum Skimmer, NW Plant, Primary Clarifier, (OEM rec. Ctr.# 18ECS-MI-01HC) - 1 PT | Scum Skimmer System, Tank 1200, Primary Clarifier | THC-PRM-CM-1250 | 2000000 | THC-PRM-V-1273B | Move Valve from full open to full close and back to full open
THC-PRM | 67 | Yearly, Exercise Valves, Hydraulic Cylinder, Bottom Scraper and Scum Skimmer, NW Plant, Primary Clarifier, (OEM rec. Ctr.# 18ECS-MI-01HC) - 1 PT | Scum Skimmer System, Tank 1200, Primary Clarifier | THC-PRM-CM-1250 | 5000000 | THC-PRM-V-1271A | Move Valve from full open to full close and back to full open
THC-PRM | 67 | Yearly, Exercise Valves, Hydraulic Cylinder, Bottom Scraper and Scum Skimmer, NW Plant, Primary Clarifier, (OEM rec. Ctr.# 18ECS-MI-01HC) - 1 PT | Scum Skimmer System, Tank 1200, Primary Clarifier | THC-PRM-CM-1250 | 1000000 | THC-PRM-V-1273A | Move Valve from full open to full close and back to full open
THC-PRM | 67 | Yearly, Exercise Valves, Hydraulic Cylinder, Bottom Scraper and Scum Skimmer, NW Plant, Primary Clarifier, (OEM rec. Ctr.# 18ECS-MI-01HC) - 1 PT | Scum Skimmer System, Tank 1200, Primary Clarifier | THC-PRM-CM-1250 | 3000000 | THC-PRM-V-1272A | Move Valve from full open to full close and back to full open
THC-PRM | 67 | Yearly, Exercise Valves, Hydraulic Cylinder, Bottom Scraper and Scum Skimmer, NW Plant, Primary Clarifier, (OEM rec. Ctr.# 18ECS-MI-01HC) - 1 PT | Scum Skimmer System, Tank 1200, Primary Clarifier | THC-PRM-CM-1250 | 4000000 | THC-PRM-V-1272B | Move Valve from full open to full close and back to full open
THC-PRM | 67 | Yearly, Exercise Valves, Hydraulic Cylinder, Bottom Scraper and Scum Skimmer, NW Plant, Primary Clarifier, (OEM rec. Ctr.# 18ECS-MI-01HC) - 1 PT | Scum Skimmer System, Tank 1200, Primary Clarifier | THC-PRM-CM-1250 | 6000000 | THC-PRM-V-1271B | Move Valve from full open to full close and back to full open
THC-PRM | 76 | Yearly, Preventive Maintenance of VFD, Pump Centrifugal, P-1260 and P-1270, Primary Sludge, NW Plant, Primary Clarifier, (OEM rec. Ctr.# 18ECS-MI-01HC) - 1 EICT | Tank, Primary Clarifier | THC-PRM-T-1100 | 1000000 | THC-PRM-DRV-1160 | Tighten all connections keep the fanheatsink clean and cleanreplace panel filters
THC-PRM | 76 | Yearly, Preventive Maintenance of VFD, Pump Centrifugal, P-1260 and P-1270, Primary Sludge, NW Plant, Primary Clarifier, (OEM rec. Ctr.# 18ECS-MI-01HC) - 1 EICT | Tank, Primary Clarifier | THC-PRM-T-1100 | 2000000 | THC-PRM-DRV-1170 | Tighten all connections keep the fanheatsink clean and cleanreplace panel filters
THC-PRM | 76 | Yearly, Preventive Maintenance of VFD, Pump Centrifugal, P-1260 and P-1270, Primary Sludge, NW Plant, Primary Clarifier, (OEM rec. Ctr.# 18ECS-MI-01HC) - 1 EICT | Tank, Primary Clarifier | THC-PRM-T-1200 | 1000000 | THC-PRM-DRV-1260 | Tighten all connections keep the fanheatsink clean and cleanreplace panel filters
THC-PRM | 76 | Yearly, Preventive Maintenance of VFD, Pump Centrifugal, P-1260 and P-1270, Primary Sludge, NW Plant, Primary Clarifier, (OEM rec. Ctr.# 18ECS-MI-01HC) - 1 EICT | Tank, Primary Clarifier | THC-PRM-T-1200 | 2000000 | THC-PRM-DRV-1270 | Tighten all connections keep the fanheatsink clean and cleanreplace panel filters
THC-PRM | 78 | Legislative - Yearly, Preventive Maintenance of Anchor,Fall Arrest PMR Buildings, NW Plant, Primary Clarifier, (OEM rec. Ctr.# 18ECS-MI-01HC) - 1 ASPOM, 1 Millw. | Phase IV, Tank 9, HPU Building | THC-PRM-BLDG-HPU0900 | 2000000 | THC-SES-MEQ-0902 | Visual inspection of
THC-PRM | 78 | Legislative - Yearly, Preventive Maintenance of Anchor,Fall Arrest PMR Buildings, NW Plant, Primary Clarifier, (OEM rec. Ctr.# 18ECS-MI-01HC) - 1 ASPOM, 1 Millw. | Phase IV, Tank 9, HPU Building | THC-PRM-BLDG-HPU0900 | 1000000 | THC-SES-MEQ-0901 | Visual inspection of
THC-PRM | 78 | Legislative - Yearly, Preventive Maintenance of Anchor,Fall Arrest PMR Buildings, NW Plant, Primary Clarifier, (OEM rec. Ctr.# 18ECS-MI-01HC) - 1 ASPOM, 1 Millw. | Phase IV, Tank 9, HPU Building | THC-PRM-BLDG-HPU0900 | 3000000 | THC-SES-MEQ-0903 | Visual inspection of
THC-PRM | 78 | Legislative - Yearly, Preventive Maintenance of Anchor,Fall Arrest PMR Buildings, NW Plant, Primary Clarifier, (OEM rec. Ctr.# 18ECS-MI-01HC) - 1 ASPOM, 1 Millw. | Phase IV, Tank 9, HPU Building | THC-PRM-BLDG-HPU0900 | 4000000 | THC-SES-MEQ-0904 | Visual inspection of
THC-PRM | 78 | Legislative - Yearly, Preventive Maintenance of Anchor,Fall Arrest PMR Buildings, NW Plant, Primary Clarifier, (OEM rec. Ctr.# 18ECS-MI-01HC) - 1 ASPOM, 1 Millw. | Phase IV, Tank 9, HPU Building | THC-PRM-BLDG-HPU0900 | 5000000 | THC-SES-MEQ-0905 | Visual inspection of
THC-PRM | 78 | Legislative - Yearly, Preventive Maintenance of Anchor,Fall Arrest PMR Buildings, NW Plant, Primary Clarifier, (OEM rec. Ctr.# 18ECS-MI-01HC) - 1 ASPOM, 1 Millw. | Phase IV, Tank 10, HPU Building | THC-PRM-BLDG-HPU1000 | 1000000 | THC-SES-MEQ-1001 | Visual inspection of
THC-PRM | 78 | Legislative - Yearly, Preventive Maintenance of Anchor,Fall Arrest PMR Buildings, NW Plant, Primary Clarifier, (OEM rec. Ctr.# 18ECS-MI-01HC) - 1 ASPOM, 1 Millw. | Phase IV, Tank 10, HPU Building | THC-PRM-BLDG-HPU1000 | 2000000 | THC-SES-MEQ-1002 | Visual inspection of
THC-PRM | 78 | Legislative - Yearly, Preventive Maintenance of Anchor,Fall Arrest PMR Buildings, NW Plant, Primary Clarifier, (OEM rec. Ctr.# 18ECS-MI-01HC) - 1 ASPOM, 1 Millw. | Phase IV, Tank 10, HPU Building | THC-PRM-BLDG-HPU1000 | 3000000 | THC-SES-MEQ-1003 | Visual inspection of
THC-PRM | 78 | Legislative - Yearly, Preventive Maintenance of Anchor,Fall Arrest PMR Buildings, NW Plant, Primary Clarifier, (OEM rec. Ctr.# 18ECS-MI-01HC) - 1 ASPOM, 1 Millw. | Phase IV, Tank 10, HPU Building | THC-PRM-BLDG-HPU1000 | 5000000 | THC-SES-MEQ-1105 | Visual inspection of
THC-PRM | 78 | Legislative - Yearly, Preventive Maintenance of Anchor,Fall Arrest PMR Buildings, NW Plant, Primary Clarifier, (OEM rec. Ctr.# 18ECS-MI-01HC) - 1 ASPOM, 1 Millw. | Phase IV, Tank 10, HPU Building | THC-PRM-BLDG-HPU1000 | 4000000 | THC-SES-MEQ-1004 | Visual inspection of
THC-PRM | 78 | Legislative - Yearly, Preventive Maintenance of Anchor,Fall Arrest PMR Buildings, NW Plant, Primary Clarifier, (OEM rec. Ctr.# 18ECS-MI-01HC) - 1 ASPOM, 1 Millw. | Phase IV, Tank 11, HPU Building | THC-PRM-BLDG-HPU1100 | 1000000 | THC-SES-MEQ-1101 | Visual inspection of
THC-PRM | 78 | Legislative - Yearly, Preventive Maintenance of Anchor,Fall Arrest PMR Buildings, NW Plant, Primary Clarifier, (OEM rec. Ctr.# 18ECS-MI-01HC) - 1 ASPOM, 1 Millw. | Phase IV, Tank 11, HPU Building | THC-PRM-BLDG-HPU1100 | 5000000 | THC-SES-MEQ-1105 | Visual inspection of
THC-PRM | 78 | Legislative - Yearly, Preventive Maintenance of Anchor,Fall Arrest PMR Buildings, NW Plant, Primary Clarifier, (OEM rec. Ctr.# 18ECS-MI-01HC) - 1 ASPOM, 1 Millw. | Phase IV, Tank 11, HPU Building | THC-PRM-BLDG-HPU1100 | 2000000 | THC-SES-MEQ-1102 | Visual inspection of
THC-PRM | 78 | Legislative - Yearly, Preventive Maintenance of Anchor,Fall Arrest PMR Buildings, NW Plant, Primary Clarifier, (OEM rec. Ctr.# 18ECS-MI-01HC) - 1 ASPOM, 1 Millw. | Phase IV, Tank 11, HPU Building | THC-PRM-BLDG-HPU1100 | 3000000 | THC-SES-MEQ-1103 | Visual inspection of
THC-PRM | 78 | Legislative - Yearly, Preventive Maintenance of Anchor,Fall Arrest PMR Buildings, NW Plant, Primary Clarifier, (OEM rec. Ctr.# 18ECS-MI-01HC) - 1 ASPOM, 1 Millw. | Phase IV, Tank 11, HPU Building | THC-PRM-BLDG-HPU1100 | 4000000 | THC-SES-MEQ-1104 | Visual inspection of
THC-PRM | 78 | Legislative - Yearly, Preventive Maintenance of Anchor,Fall Arrest PMR Buildings, NW Plant, Primary Clarifier, (OEM rec. Ctr.# 18ECS-MI-01HC) - 1 ASPOM, 1 Millw. | Phase IV, Tank 12, HPU Building | THC-PRM-BLDG-HPU1200 | 1000000 | THC-SES-MEQ-1201 | Visual inspection of
THC-PRM | 78 | Legislative - Yearly, Preventive Maintenance of Anchor,Fall Arrest PMR Buildings, NW Plant, Primary Clarifier, (OEM rec. Ctr.# 18ECS-MI-01HC) - 1 ASPOM, 1 Millw. | Phase IV, Tank 12, HPU Building | THC-PRM-BLDG-HPU1200 | 4000000 | THC-SES-MEQ-1204 | Visual inspection of
THC-PRM | 78 | Legislative - Yearly, Preventive Maintenance of Anchor,Fall Arrest PMR Buildings, NW Plant, Primary Clarifier, (OEM rec. Ctr.# 18ECS-MI-01HC) - 1 ASPOM, 1 Millw. | Phase IV, Tank 12, HPU Building | THC-PRM-BLDG-HPU1200 | 2000000 | THC-SES-MEQ-1202 | Visual inspection of
THC-PRM | 78 | Legislative - Yearly, Preventive Maintenance of Anchor,Fall Arrest PMR Buildings, NW Plant, Primary Clarifier, (OEM rec. Ctr.# 18ECS-MI-01HC) - 1 ASPOM, 1 Millw. | Phase IV, Tank 12, HPU Building | THC-PRM-BLDG-HPU1200 | 3000000 | THC-SES-MEQ-1203 | Visual inspection of
THC-PRM | 78 | Legislative - Yearly, Preventive Maintenance of Anchor,Fall Arrest PMR Buildings, NW Plant, Primary Clarifier, (OEM rec. Ctr.# 18ECS-MI-01HC) - 1 ASPOM, 1 Millw. | Phase IV, Tank 12, HPU Building | THC-PRM-BLDG-HPU1200 | 5000000 | THC-SES-MEQ-1205 | Visual inspection of
THC-PWA | 3 | Monthly Routine Inspection, Liquid Operations, Plant water pumps and associated piping system inspection (1 PT) | THC-Routine OIC Inspection Work Area 2 | THC-ROUTINE WA2 | 1000000 | THC-PWA-P-0800A | Inspection of the plant water pumps and associated piping system for
THC-PWA | 3 | Monthly Routine Inspection, Liquid Operations, Plant water pumps and associated piping system inspection (1 PT) | THC-Routine OIC Inspection Work Area 2 | THC-ROUTINE WA2 | 2000000 | THC-PWA-P-0800B | Inspection of the plant water pumps and associated piping system for
THC-PWA | 4 | 3 Months PM, Clean VFD cooling fan and change filter for effluent water pumps (1 EICT) | Auxiliary Systems, Plant Liquids side | THC-AUX-LIQUIDS | 1000000 | THC-PWA-P-0800A | Clean VFD cooling fan and change filter for
THC-PWA | 4 | 3 Months PM, Clean VFD cooling fan and change filter for effluent water pumps (1 EICT) | Auxiliary Systems, Plant Liquids side | THC-AUX-LIQUIDS | 2000000 | THC-PWA-P-0800B | Clean VFD cooling fan and change filter for
THC-PWA | 4 | 3 Months PM, Clean VFD cooling fan and change filter for effluent water pumps (1 EICT) | Auxiliary Systems, Plant Liquids side | THC-AUX-LIQUIDS | 4000000 | THC-PWA-P-0500 | Clean VFD cooling fan and change filter for
THC-PWA | 4 | 3 Months PM, Clean VFD cooling fan and change filter for effluent water pumps (1 EICT) | Auxiliary Systems, Plant Liquids side | THC-AUX-LIQUIDS | 3000000 | THC-PWA-P-0400 | Clean VFD cooling fan and change filter for
THC-PWA | 17 | Monthly Millwright Plant Water Inspection and Testing Tasks | Headhouse Plant Services System | THC-PS-BLDG-0001 | 1000000 | THC-PWA-V-0130 | Inspect the valve for leaks corrosion damage and buildup of debris
THC-PWA | 17 | Monthly Millwright Plant Water Inspection and Testing Tasks | Headhouse Plant Services System | THC-PS-BLDG-0001 | 2000000 | THC-PWA-V-1000 | Inspect the valve for leaks corrosion damage and buildup of debris
THC-PWA | 17 | Monthly Millwright Plant Water Inspection and Testing Tasks | Headhouse Plant Services System | THC-PS-BLDG-0001 | 6000000 | THC-PWA-V-1020 | Inspect the valve for leaks corrosion damage and buildup of debris
THC-PWA | 17 | Monthly Millwright Plant Water Inspection and Testing Tasks | Headhouse Plant Services System | THC-PS-BLDG-0001 | 3000000 | THC-PWA-V-1010 | Inspect the valve for leaks corrosion damage and buildup of debris
THC-PWA | 17 | Monthly Millwright Plant Water Inspection and Testing Tasks | Headhouse Plant Services System | THC-PS-BLDG-0001 | 8000000 | THC-PWA-V-1022 | Inspect the valve for leaks corrosion damage and buildup of debris
THC-PWA | 17 | Monthly Millwright Plant Water Inspection and Testing Tasks | Headhouse Plant Services System | THC-PS-BLDG-0001 | 4000000 | THC-PWA-V-1011 | Inspect the valve for leaks corrosion damage and buildup of debris
THC-PWA | 17 | Monthly Millwright Plant Water Inspection and Testing Tasks | Headhouse Plant Services System | THC-PS-BLDG-0001 | 9000000 | THC-PWA-V-1030 | Inspect the valve for leaks corrosion damage and buildup of debris
THC-PWA | 17 | Monthly Millwright Plant Water Inspection and Testing Tasks | Headhouse Plant Services System | THC-PS-BLDG-0001 | 5000000 | THC-PWA-V-1012 | Inspect the valve for leaks corrosion damage and buildup of debris
THC-PWA | 17 | Monthly Millwright Plant Water Inspection and Testing Tasks | Headhouse Plant Services System | THC-PS-BLDG-0001 | 10000000 | THC-PWA-V-1031 | Inspect the valve for leaks corrosion damage and buildup of debris
THC-PWA | 17 | Monthly Millwright Plant Water Inspection and Testing Tasks | Headhouse Plant Services System | THC-PS-BLDG-0001 | 7000000 | THC-PWA-V-1021 | Inspect the valve for leaks corrosion damage and buildup of debris
THC-PWA | 17 | Monthly Millwright Plant Water Inspection and Testing Tasks | Headhouse Plant Services System | THC-PS-BLDG-0001 | 14000000 | THC-PWA-V-1301 | Inspect the valve for leaks corrosion damage and buildup of debris
THC-PWA | 17 | Monthly Millwright Plant Water Inspection and Testing Tasks | Headhouse Plant Services System | THC-PS-BLDG-0001 | 11000000 | THC-PWA-V-1032 | Inspect the valve for leaks corrosion damage and buildup of debris
THC-PWA | 17 | Monthly Millwright Plant Water Inspection and Testing Tasks | Headhouse Plant Services System | THC-PS-BLDG-0001 | 12000000 | THC-PWA-V-1033 | Inspect the valve for leaks corrosion damage and buildup of debris
THC-PWA | 17 | Monthly Millwright Plant Water Inspection and Testing Tasks | Headhouse Plant Services System | THC-PS-BLDG-0001 | 13000000 | THC-PWA-V-1034 | Inspect the valve for leaks corrosion damage and buildup of debris
THC-STR | 8 | STR, Inspect the aeration blower (Turblex) air filters, weekly ( 1 PT ) | THC-PM Work Area 2 | THC-PM-WA2 | 1000000 | THC-AER-F-7120 | Inspect the aeration blower air inlet filter for dirt build up and check the local pressure indicators for
THC-STR | 8 | STR, Inspect the aeration blower (Turblex) air filters, weekly ( 1 PT ) | THC-PM Work Area 2 | THC-PM-WA2 | 2000000 | THC-AER-F-7220 | Inspect the aeration blower air inlet filter for dirt build up and check the local pressure indicators for
THC-STR | 8 | STR, Inspect the aeration blower (Turblex) air filters, weekly ( 1 PT ) | THC-PM Work Area 2 | THC-PM-WA2 | 3000000 | THC-AER-F-7320 | Inspect the aeration blower air inlet filter for dirt build up and check the local pressure indicators for
THC-STR | 8 | STR, Inspect the aeration blower (Turblex) air filters, weekly ( 1 PT ) | THC-PM Work Area 2 | THC-PM-WA2 | 4000000 | THC-AER-F-7420 | Inspect the aeration blower air inlet filter for dirt build up and check the local pressure indicators for
THC-STR | 10 | STR, Routine, Monthly, Test the operation of blower/motor bearing lubrication oil pump( 1PT) - Turblex | THC-PM Work Area 2 | THC-PM-WA2 | 1000000 | THC-AER-P-7150 | Test the operation of the blowermotor bearing lubrication oil pump for
THC-STR | 10 | STR, Routine, Monthly, Test the operation of blower/motor bearing lubrication oil pump( 1PT) - Turblex | THC-PM Work Area 2 | THC-PM-WA2 | 3000000 | THC-AER-P-7250 | Test the operation of the blowermotor bearing lubrication oil pump for
THC-STR | 10 | STR, Routine, Monthly, Test the operation of blower/motor bearing lubrication oil pump( 1PT) - Turblex | THC-PM Work Area 2 | THC-PM-WA2 | 2000000 | THC-AER-P-7160 | Test the operation of the blowermotor bearing lubrication oil pump for
THC-STR | 10 | STR, Routine, Monthly, Test the operation of blower/motor bearing lubrication oil pump( 1PT) - Turblex | THC-PM Work Area 2 | THC-PM-WA2 | 8000000 | THC-AER-P-7460 | Test the operation of the blowermotor bearing lubrication oil pump for
THC-STR | 10 | STR, Routine, Monthly, Test the operation of blower/motor bearing lubrication oil pump( 1PT) - Turblex | THC-PM Work Area 2 | THC-PM-WA2 | 4000000 | THC-AER-P-7260 | Test the operation of the blowermotor bearing lubrication oil pump for
THC-STR | 10 | STR, Routine, Monthly, Test the operation of blower/motor bearing lubrication oil pump( 1PT) - Turblex | THC-PM Work Area 2 | THC-PM-WA2 | 5000000 | THC-AER-P-7350 | Test the operation of the blowermotor bearing lubrication oil pump for
THC-STR | 10 | STR, Routine, Monthly, Test the operation of blower/motor bearing lubrication oil pump( 1PT) - Turblex | THC-PM Work Area 2 | THC-PM-WA2 | 6000000 | THC-AER-P-7360 | Test the operation of the blowermotor bearing lubrication oil pump for
THC-STR | 10 | STR, Routine, Monthly, Test the operation of blower/motor bearing lubrication oil pump( 1PT) - Turblex | THC-PM Work Area 2 | THC-PM-WA2 | 7000000 | THC-AER-P-7450 | Test the operation of the blowermotor bearing lubrication oil pump for
THC-STR | 13 | STR, Routine Inspection, Test the standby RAS pump, each 3 months ( 1 PT) | THC-Routine OIC Inspection Work Area 2 | THC-ROUTINE WA2 | 1000000 | THC-STR-P-0140 | Test the standby RAS pump for
THC-STR | 13 | STR, Routine Inspection, Test the standby RAS pump, each 3 months ( 1 PT) | THC-Routine OIC Inspection Work Area 2 | THC-ROUTINE WA2 | 4000000 | THC-STR-P-0440 | Test the standby RAS pump for
THC-STR | 13 | STR, Routine Inspection, Test the standby RAS pump, each 3 months ( 1 PT) | THC-Routine OIC Inspection Work Area 2 | THC-ROUTINE WA2 | 2000000 | THC-STR-P-0240 | Test the standby RAS pump for
THC-STR | 13 | STR, Routine Inspection, Test the standby RAS pump, each 3 months ( 1 PT) | THC-Routine OIC Inspection Work Area 2 | THC-ROUTINE WA2 | 8000000 | THC-STR-P-0840 | Test the standby RAS pump for
THC-STR | 13 | STR, Routine Inspection, Test the standby RAS pump, each 3 months ( 1 PT) | THC-Routine OIC Inspection Work Area 2 | THC-ROUTINE WA2 | 3000000 | THC-STR-P-0340 | Test the standby RAS pump for
THC-STR | 13 | STR, Routine Inspection, Test the standby RAS pump, each 3 months ( 1 PT) | THC-Routine OIC Inspection Work Area 2 | THC-ROUTINE WA2 | 9000000 | THC-STR-P-0940 | Test the standby RAS pump for
THC-STR | 13 | STR, Routine Inspection, Test the standby RAS pump, each 3 months ( 1 PT) | THC-Routine OIC Inspection Work Area 2 | THC-ROUTINE WA2 | 5000000 | THC-STR-P-0540 | Test the standby RAS pump for
THC-STR | 13 | STR, Routine Inspection, Test the standby RAS pump, each 3 months ( 1 PT) | THC-Routine OIC Inspection Work Area 2 | THC-ROUTINE WA2 | 11000000 | THC-STR-P-1140 | Test the standby RAS pump for
THC-STR | 13 | STR, Routine Inspection, Test the standby RAS pump, each 3 months ( 1 PT) | THC-Routine OIC Inspection Work Area 2 | THC-ROUTINE WA2 | 6000000 | THC-STR-P-0640 | Test the standby RAS pump for
THC-STR | 13 | STR, Routine Inspection, Test the standby RAS pump, each 3 months ( 1 PT) | THC-Routine OIC Inspection Work Area 2 | THC-ROUTINE WA2 | 14000000 | THC-STR-P-1440 | Test the standby RAS pump for
THC-STR | 13 | STR, Routine Inspection, Test the standby RAS pump, each 3 months ( 1 PT) | THC-Routine OIC Inspection Work Area 2 | THC-ROUTINE WA2 | 7000000 | THC-STR-P-0740 | Test the standby RAS pump for
THC-STR | 13 | STR, Routine Inspection, Test the standby RAS pump, each 3 months ( 1 PT) | THC-Routine OIC Inspection Work Area 2 | THC-ROUTINE WA2 | 15000000 | THC-STR-P-1540 | Test the standby RAS pump for
THC-STR | 13 | STR, Routine Inspection, Test the standby RAS pump, each 3 months ( 1 PT) | THC-Routine OIC Inspection Work Area 2 | THC-ROUTINE WA2 | 10000000 | THC-STR-P-1040 | Test the standby RAS pump for
THC-STR | 13 | STR, Routine Inspection, Test the standby RAS pump, each 3 months ( 1 PT) | THC-Routine OIC Inspection Work Area 2 | THC-ROUTINE WA2 | 16000000 | THC-STR-P-1640 | Test the standby RAS pump for
THC-STR | 13 | STR, Routine Inspection, Test the standby RAS pump, each 3 months ( 1 PT) | THC-Routine OIC Inspection Work Area 2 | THC-ROUTINE WA2 | 12000000 | THC-STR-P-1240 | Test the standby RAS pump for
THC-STR | 13 | STR, Routine Inspection, Test the standby RAS pump, each 3 months ( 1 PT) | THC-Routine OIC Inspection Work Area 2 | THC-ROUTINE WA2 | 17000000 | THC-STR-P-5040 | Test the standby RAS pump for
THC-STR | 13 | STR, Routine Inspection, Test the standby RAS pump, each 3 months ( 1 PT) | THC-Routine OIC Inspection Work Area 2 | THC-ROUTINE WA2 | 13000000 | THC-STR-P-1340 | Test the standby RAS pump for
THC-STR | 13 | STR, Routine Inspection, Test the standby RAS pump, each 3 months ( 1 PT) | THC-Routine OIC Inspection Work Area 2 | THC-ROUTINE WA2 | 18000000 | THC-STR-P-5140 | Test the standby RAS pump for
THC-STR | 13 | STR, Routine Inspection, Test the standby RAS pump, each 3 months ( 1 PT) | THC-Routine OIC Inspection Work Area 2 | THC-ROUTINE WA2 | 19000000 | THC-STR-P-5240 | Test the standby RAS pump for
THC-STR | 13 | STR, Routine Inspection, Test the standby RAS pump, each 3 months ( 1 PT) | THC-Routine OIC Inspection Work Area 2 | THC-ROUTINE WA2 | 21000000 | THC-STR-P-5520 | Test the standby RAS pump for
THC-STR | 13 | STR, Routine Inspection, Test the standby RAS pump, each 3 months ( 1 PT) | THC-Routine OIC Inspection Work Area 2 | THC-ROUTINE WA2 | 20000000 | THC-STR-P-5440 | Test the standby RAS pump for
THC-STR | 13 | STR, Routine Inspection, Test the standby RAS pump, each 3 months ( 1 PT) | THC-Routine OIC Inspection Work Area 2 | THC-ROUTINE WA2 | 22000000 | THC-STR-P-5530 | Test the standby RAS pump for
THC-STR | 13 | STR, Routine Inspection, Test the standby RAS pump, each 3 months ( 1 PT) | THC-Routine OIC Inspection Work Area 2 | THC-ROUTINE WA2 | 23000000 | THC-STR-P-5620 | Test the standby RAS pump for
THC-STR | 13 | STR, Routine Inspection, Test the standby RAS pump, each 3 months ( 1 PT) | THC-Routine OIC Inspection Work Area 2 | THC-ROUTINE WA2 | 24000000 | THC-STR-P-5630 | Test the standby RAS pump for
THC-STR | 14 | STR, Lubricate WAS pump bearings, each 3 months ( 1 Millwright) | THC-PM Work Area 2 | THC-PM-WA2 | 3000000 | THC-FT-P-5550 | Lubricate WAS pump bearings for
THC-STR | 14 | STR, Lubricate WAS pump bearings, each 3 months ( 1 Millwright) | THC-PM Work Area 2 | THC-PM-WA2 | 1000000 | THC-FT-P-5310 | Lubricate WAS pump bearings for
THC-STR | 14 | STR, Lubricate WAS pump bearings, each 3 months ( 1 Millwright) | THC-PM Work Area 2 | THC-PM-WA2 | 2000000 | THC-FT-P-5320 | Lubricate WAS pump bearings for
THC-STR | 14 | STR, Lubricate WAS pump bearings, each 3 months ( 1 Millwright) | THC-PM Work Area 2 | THC-PM-WA2 | 4000000 | THC-FT-P-5650 | Lubricate WAS pump bearings for
THC-STR | 14 | STR, Lubricate WAS pump bearings, each 3 months ( 1 Millwright) | THC-PM Work Area 2 | THC-PM-WA2 | 5000000 | THC-FT-P-5670 | Lubricate WAS pump bearings for
THC-STR | 14 | STR, Lubricate WAS pump bearings, each 3 months ( 1 Millwright) | THC-PM Work Area 2 | THC-PM-WA2 | 6000000 | THC-FT-P-5590 | Lubricate WAS pump bearings for
THC-STR | 15 | STR, Routine Inspection, Exercise the RAS manual inlet isolation valve, each 6 months ( 1 PT) | THC-Routine OIC Inspection Work Area 2 | THC-ROUTINE WA2 | 5000000 | THC-STR-V-0541 | Exercise the RAS manual inlet isolation valve for
THC-STR | 15 | STR, Routine Inspection, Exercise the RAS manual inlet isolation valve, each 6 months ( 1 PT) | THC-Routine OIC Inspection Work Area 2 | THC-ROUTINE WA2 | 1000000 | THC-STR-V-0141 | Exercise the RAS manual inlet isolation valve for
THC-STR | 15 | STR, Routine Inspection, Exercise the RAS manual inlet isolation valve, each 6 months ( 1 PT) | THC-Routine OIC Inspection Work Area 2 | THC-ROUTINE WA2 | 6000000 | THC-STR-V-0641 | Exercise the RAS manual inlet isolation valve for
THC-STR | 15 | STR, Routine Inspection, Exercise the RAS manual inlet isolation valve, each 6 months ( 1 PT) | THC-Routine OIC Inspection Work Area 2 | THC-ROUTINE WA2 | 2000000 | THC-STR-V-0241 | Exercise the RAS manual inlet isolation valve for
THC-STR | 15 | STR, Routine Inspection, Exercise the RAS manual inlet isolation valve, each 6 months ( 1 PT) | THC-Routine OIC Inspection Work Area 2 | THC-ROUTINE WA2 | 7000000 | THC-STR-V-0741 | Exercise the RAS manual inlet isolation valve for
THC-STR | 15 | STR, Routine Inspection, Exercise the RAS manual inlet isolation valve, each 6 months ( 1 PT) | THC-Routine OIC Inspection Work Area 2 | THC-ROUTINE WA2 | 3000000 | THC-STR-V-0341 | Exercise the RAS manual inlet isolation valve for
THC-STR | 15 | STR, Routine Inspection, Exercise the RAS manual inlet isolation valve, each 6 months ( 1 PT) | THC-Routine OIC Inspection Work Area 2 | THC-ROUTINE WA2 | 8000000 | THC-STR-V-0841 | Exercise the RAS manual inlet isolation valve for
THC-STR | 15 | STR, Routine Inspection, Exercise the RAS manual inlet isolation valve, each 6 months ( 1 PT) | THC-Routine OIC Inspection Work Area 2 | THC-ROUTINE WA2 | 4000000 | THC-STR-V-0441 | Exercise the RAS manual inlet isolation valve for
THC-STR | 15 | STR, Routine Inspection, Exercise the RAS manual inlet isolation valve, each 6 months ( 1 PT) | THC-Routine OIC Inspection Work Area 2 | THC-ROUTINE WA2 | 12000000 | THC-STR-V-1241 | Exercise the RAS manual inlet isolation valve for
THC-STR | 15 | STR, Routine Inspection, Exercise the RAS manual inlet isolation valve, each 6 months ( 1 PT) | THC-Routine OIC Inspection Work Area 2 | THC-ROUTINE WA2 | 9000000 | THC-STR-V-0941 | Exercise the RAS manual inlet isolation valve for
THC-STR | 15 | STR, Routine Inspection, Exercise the RAS manual inlet isolation valve, each 6 months ( 1 PT) | THC-Routine OIC Inspection Work Area 2 | THC-ROUTINE WA2 | 14000000 | THC-STR-V-1441 | Exercise the RAS manual inlet isolation valve for
THC-STR | 15 | STR, Routine Inspection, Exercise the RAS manual inlet isolation valve, each 6 months ( 1 PT) | THC-Routine OIC Inspection Work Area 2 | THC-ROUTINE WA2 | 10000000 | THC-STR-V-1041 | Exercise the RAS manual inlet isolation valve for
THC-STR | 15 | STR, Routine Inspection, Exercise the RAS manual inlet isolation valve, each 6 months ( 1 PT) | THC-Routine OIC Inspection Work Area 2 | THC-ROUTINE WA2 | 15000000 | THC-STR-V-1541 | Exercise the RAS manual inlet isolation valve for
THC-STR | 15 | STR, Routine Inspection, Exercise the RAS manual inlet isolation valve, each 6 months ( 1 PT) | THC-Routine OIC Inspection Work Area 2 | THC-ROUTINE WA2 | 11000000 | THC-STR-V-1141 | Exercise the RAS manual inlet isolation valve for
THC-STR | 15 | STR, Routine Inspection, Exercise the RAS manual inlet isolation valve, each 6 months ( 1 PT) | THC-Routine OIC Inspection Work Area 2 | THC-ROUTINE WA2 | 17000000 | THC-STR-V-5041 | Exercise the RAS manual inlet isolation valve for
THC-STR | 15 | STR, Routine Inspection, Exercise the RAS manual inlet isolation valve, each 6 months ( 1 PT) | THC-Routine OIC Inspection Work Area 2 | THC-ROUTINE WA2 | 13000000 | THC-STR-V-1341 | Exercise the RAS manual inlet isolation valve for
THC-STR | 15 | STR, Routine Inspection, Exercise the RAS manual inlet isolation valve, each 6 months ( 1 PT) | THC-Routine OIC Inspection Work Area 2 | THC-ROUTINE WA2 | 18000000 | THC-STR-V-5141 | Exercise the RAS manual inlet isolation valve for
THC-STR | 15 | STR, Routine Inspection, Exercise the RAS manual inlet isolation valve, each 6 months ( 1 PT) | THC-Routine OIC Inspection Work Area 2 | THC-ROUTINE WA2 | 16000000 | THC-STR-V-1641 | Exercise the RAS manual inlet isolation valve for
THC-STR | 15 | STR, Routine Inspection, Exercise the RAS manual inlet isolation valve, each 6 months ( 1 PT) | THC-Routine OIC Inspection Work Area 2 | THC-ROUTINE WA2 | 19000000 | THC-STR-V-5241 | Exercise the RAS manual inlet isolation valve for
THC-STR | 15 | STR, Routine Inspection, Exercise the RAS manual inlet isolation valve, each 6 months ( 1 PT) | THC-Routine OIC Inspection Work Area 2 | THC-ROUTINE WA2 | 20000000 | THC-STR-V-5441 | Exercise the RAS manual inlet isolation valve for
THC-STR | 16 | STR, Routine Inspection, Exercise the motorized aeration valve, each 6 months ( 1 PT) | THC-Routine OIC Inspection Work Area 2 | THC-ROUTINE WA2 | 1000000 | THC-AER-V-2705 | Exercise the motorized aeration valve for
THC-STR | 16 | STR, Routine Inspection, Exercise the motorized aeration valve, each 6 months ( 1 PT) | THC-Routine OIC Inspection Work Area 2 | THC-ROUTINE WA2 | 2000000 | THC-AER-V-2805A | Exercise the motorized aeration valve for
THC-STR | 16 | STR, Routine Inspection, Exercise the motorized aeration valve, each 6 months ( 1 PT) | THC-Routine OIC Inspection Work Area 2 | THC-ROUTINE WA2 | 4000000 | THC-AER-V-2905 | Exercise the motorized aeration valve for
THC-STR | 16 | STR, Routine Inspection, Exercise the motorized aeration valve, each 6 months ( 1 PT) | THC-Routine OIC Inspection Work Area 2 | THC-ROUTINE WA2 | 3000000 | THC-AER-V-2805B | Exercise the motorized aeration valve for
THC-STR | 16 | STR, Routine Inspection, Exercise the motorized aeration valve, each 6 months ( 1 PT) | THC-Routine OIC Inspection Work Area 2 | THC-ROUTINE WA2 | 5000000 | THC-AER-V-3005 | Exercise the motorized aeration valve for
THC-STR | 16 | STR, Routine Inspection, Exercise the motorized aeration valve, each 6 months ( 1 PT) | THC-Routine OIC Inspection Work Area 2 | THC-ROUTINE WA2 | 8000000 | THC-AER-V-2105 | Exercise the motorized aeration valve for
THC-STR | 16 | STR, Routine Inspection, Exercise the motorized aeration valve, each 6 months ( 1 PT) | THC-Routine OIC Inspection Work Area 2 | THC-ROUTINE WA2 | 6000000 | THC-AER-V-3105 | Exercise the motorized aeration valve for
THC-STR | 16 | STR, Routine Inspection, Exercise the motorized aeration valve, each 6 months ( 1 PT) | THC-Routine OIC Inspection Work Area 2 | THC-ROUTINE WA2 | 9000000 | THC-AER-V-2205 | Exercise the motorized aeration valve for
THC-STR | 16 | STR, Routine Inspection, Exercise the motorized aeration valve, each 6 months ( 1 PT) | THC-Routine OIC Inspection Work Area 2 | THC-ROUTINE WA2 | 7000000 | THC-AER-V-3205 | Exercise the motorized aeration valve for
THC-STR | 16 | STR, Routine Inspection, Exercise the motorized aeration valve, each 6 months ( 1 PT) | THC-Routine OIC Inspection Work Area 2 | THC-ROUTINE WA2 | 11000000 | THC-AER-V-2405 | Exercise the motorized aeration valve for
THC-STR | 16 | STR, Routine Inspection, Exercise the motorized aeration valve, each 6 months ( 1 PT) | THC-Routine OIC Inspection Work Area 2 | THC-ROUTINE WA2 | 10000000 | THC-AER-V-2305 | Exercise the motorized aeration valve for
THC-STR | 16 | STR, Routine Inspection, Exercise the motorized aeration valve, each 6 months ( 1 PT) | THC-Routine OIC Inspection Work Area 2 | THC-ROUTINE WA2 | 14000000 | THC-AER-V-3305 | Exercise the motorized aeration valve for
THC-STR | 16 | STR, Routine Inspection, Exercise the motorized aeration valve, each 6 months ( 1 PT) | THC-Routine OIC Inspection Work Area 2 | THC-ROUTINE WA2 | 12000000 | THC-AER-V-2505 | Exercise the motorized aeration valve for
THC-STR | 16 | STR, Routine Inspection, Exercise the motorized aeration valve, each 6 months ( 1 PT) | THC-Routine OIC Inspection Work Area 2 | THC-ROUTINE WA2 | 16000000 | THC-AER-V-3505 | Exercise the motorized aeration valve for
THC-STR | 16 | STR, Routine Inspection, Exercise the motorized aeration valve, each 6 months ( 1 PT) | THC-Routine OIC Inspection Work Area 2 | THC-ROUTINE WA2 | 13000000 | THC-AER-V-2605 | Exercise the motorized aeration valve for
THC-STR | 16 | STR, Routine Inspection, Exercise the motorized aeration valve, each 6 months ( 1 PT) | THC-Routine OIC Inspection Work Area 2 | THC-ROUTINE WA2 | 15000000 | THC-AER-V-3405 | Exercise the motorized aeration valve for
THC-STR | 16 | STR, Routine Inspection, Exercise the motorized aeration valve, each 6 months ( 1 PT) | THC-Routine OIC Inspection Work Area 2 | THC-ROUTINE WA2 | 17000000 | THC-AER-V-3605 | Exercise the motorized aeration valve for
THC-STR | 18 | STR, Scum/sludge collector gearbox oil checks, each 6 months ( 1 Millwright) | THC-PM Work Area 2 | THC-PM-WA2 | 1000000 | THC-FT-CLR-0130 | Check scumsludge collector primary reducer gearbox oil level for
THC-STR | 18 | STR, Scum/sludge collector gearbox oil checks, each 6 months ( 1 Millwright) | THC-PM Work Area 2 | THC-PM-WA2 | 8000000 | THC-FT-CLR-0830 | Check scumsludge collector primary reducer gearbox oil level for
THC-STR | 18 | STR, Scum/sludge collector gearbox oil checks, each 6 months ( 1 Millwright) | THC-PM Work Area 2 | THC-PM-WA2 | 2000000 | THC-FT-CLR-0230 | Check scumsludge collector primary reducer gearbox oil level for
THC-STR | 18 | STR, Scum/sludge collector gearbox oil checks, each 6 months ( 1 Millwright) | THC-PM Work Area 2 | THC-PM-WA2 | 12000000 | THC-FT-CLR-1230 | Check scumsludge collector primary reducer gearbox oil level for
THC-STR | 18 | STR, Scum/sludge collector gearbox oil checks, each 6 months ( 1 Millwright) | THC-PM Work Area 2 | THC-PM-WA2 | 3000000 | THC-FT-CLR-0330 | Check scumsludge collector primary reducer gearbox oil level for
THC-STR | 18 | STR, Scum/sludge collector gearbox oil checks, each 6 months ( 1 Millwright) | THC-PM Work Area 2 | THC-PM-WA2 | 13000000 | THC-FT-CLR-1330 | Check scumsludge collector primary reducer gearbox oil level for
THC-STR | 18 | STR, Scum/sludge collector gearbox oil checks, each 6 months ( 1 Millwright) | THC-PM Work Area 2 | THC-PM-WA2 | 4000000 | THC-FT-CLR-0430 | Check scumsludge collector primary reducer gearbox oil level for
THC-STR | 18 | STR, Scum/sludge collector gearbox oil checks, each 6 months ( 1 Millwright) | THC-PM Work Area 2 | THC-PM-WA2 | 14000000 | THC-FT-CLR-1430 | Check scumsludge collector primary reducer gearbox oil level for
THC-STR | 18 | STR, Scum/sludge collector gearbox oil checks, each 6 months ( 1 Millwright) | THC-PM Work Area 2 | THC-PM-WA2 | 5000000 | THC-FT-CLR-0530 | Check scumsludge collector primary reducer gearbox oil level for
THC-STR | 18 | STR, Scum/sludge collector gearbox oil checks, each 6 months ( 1 Millwright) | THC-PM Work Area 2 | THC-PM-WA2 | 16000000 | THC-FT-CLR-1630 | Check scumsludge collector primary reducer gearbox oil level for
THC-STR | 18 | STR, Scum/sludge collector gearbox oil checks, each 6 months ( 1 Millwright) | THC-PM Work Area 2 | THC-PM-WA2 | 6000000 | THC-FT-CLR-0630 | Check scumsludge collector primary reducer gearbox oil level for
THC-STR | 18 | STR, Scum/sludge collector gearbox oil checks, each 6 months ( 1 Millwright) | THC-PM Work Area 2 | THC-PM-WA2 | 7000000 | THC-FT-CLR-0730 | Check scumsludge collector primary reducer gearbox oil level for
THC-STR | 18 | STR, Scum/sludge collector gearbox oil checks, each 6 months ( 1 Millwright) | THC-PM Work Area 2 | THC-PM-WA2 | 9000000 | THC-FT-CLR-0930 | Check scumsludge collector primary reducer gearbox oil level for
THC-STR | 18 | STR, Scum/sludge collector gearbox oil checks, each 6 months ( 1 Millwright) | THC-PM Work Area 2 | THC-PM-WA2 | 10000000 | THC-FT-CLR-1030 | Check scumsludge collector primary reducer gearbox oil level for
THC-STR | 18 | STR, Scum/sludge collector gearbox oil checks, each 6 months ( 1 Millwright) | THC-PM Work Area 2 | THC-PM-WA2 | 11000000 | THC-FT-CLR-1130 | Check scumsludge collector primary reducer gearbox oil level for
THC-STR | 18 | STR, Scum/sludge collector gearbox oil checks, each 6 months ( 1 Millwright) | THC-PM Work Area 2 | THC-PM-WA2 | 15000000 | THC-FT-CLR-1530 | Check scumsludge collector primary reducer gearbox oil level for
THC-STR | 19 | STR, Lubricate the scum hopper outlet manual valve, each 6 months ( 1 Millwright) | THC-PM Work Area 2 | THC-PM-WA2 | 1000000 | THC-FT-V-0181 | Lubricate the scum hopper outlet manual valve for
THC-STR | 19 | STR, Lubricate the scum hopper outlet manual valve, each 6 months ( 1 Millwright) | THC-PM Work Area 2 | THC-PM-WA2 | 2000000 | THC-FT-V-0281 | Lubricate the scum hopper outlet manual valve for
THC-STR | 19 | STR, Lubricate the scum hopper outlet manual valve, each 6 months ( 1 Millwright) | THC-PM Work Area 2 | THC-PM-WA2 | 3000000 | THC-FT-V-0381 | Lubricate the scum hopper outlet manual valve for
THC-STR | 19 | STR, Lubricate the scum hopper outlet manual valve, each 6 months ( 1 Millwright) | THC-PM Work Area 2 | THC-PM-WA2 | 7000000 | THC-FT-V-0781 | Lubricate the scum hopper outlet manual valve for
THC-STR | 19 | STR, Lubricate the scum hopper outlet manual valve, each 6 months ( 1 Millwright) | THC-PM Work Area 2 | THC-PM-WA2 | 4000000 | THC-FT-V-0481 | Lubricate the scum hopper outlet manual valve for
THC-STR | 19 | STR, Lubricate the scum hopper outlet manual valve, each 6 months ( 1 Millwright) | THC-PM Work Area 2 | THC-PM-WA2 | 9000000 | THC-FT-V-0981 | Lubricate the scum hopper outlet manual valve for
THC-STR | 19 | STR, Lubricate the scum hopper outlet manual valve, each 6 months ( 1 Millwright) | THC-PM Work Area 2 | THC-PM-WA2 | 5000000 | THC-FT-V-0581 | Lubricate the scum hopper outlet manual valve for
THC-STR | 19 | STR, Lubricate the scum hopper outlet manual valve, each 6 months ( 1 Millwright) | THC-PM Work Area 2 | THC-PM-WA2 | 15000000 | THC-FT-V-1581 | Lubricate the scum hopper outlet manual valve for
THC-STR | 19 | STR, Lubricate the scum hopper outlet manual valve, each 6 months ( 1 Millwright) | THC-PM Work Area 2 | THC-PM-WA2 | 6000000 | THC-FT-V-0681 | Lubricate the scum hopper outlet manual valve for
THC-STR | 19 | STR, Lubricate the scum hopper outlet manual valve, each 6 months ( 1 Millwright) | THC-PM Work Area 2 | THC-PM-WA2 | 8000000 | THC-FT-V-0881 | Lubricate the scum hopper outlet manual valve for
THC-STR | 19 | STR, Lubricate the scum hopper outlet manual valve, each 6 months ( 1 Millwright) | THC-PM Work Area 2 | THC-PM-WA2 | 10000000 | THC-FT-V-1081 | Lubricate the scum hopper outlet manual valve for
THC-STR | 19 | STR, Lubricate the scum hopper outlet manual valve, each 6 months ( 1 Millwright) | THC-PM Work Area 2 | THC-PM-WA2 | 11000000 | THC-FT-V-1181 | Lubricate the scum hopper outlet manual valve for
THC-STR | 19 | STR, Lubricate the scum hopper outlet manual valve, each 6 months ( 1 Millwright) | THC-PM Work Area 2 | THC-PM-WA2 | 12000000 | THC-FT-V-1281 | Lubricate the scum hopper outlet manual valve for
THC-STR | 19 | STR, Lubricate the scum hopper outlet manual valve, each 6 months ( 1 Millwright) | THC-PM Work Area 2 | THC-PM-WA2 | 13000000 | THC-FT-V-1381 | Lubricate the scum hopper outlet manual valve for
THC-STR | 19 | STR, Lubricate the scum hopper outlet manual valve, each 6 months ( 1 Millwright) | THC-PM Work Area 2 | THC-PM-WA2 | 14000000 | THC-FT-V-1481 | Lubricate the scum hopper outlet manual valve for
THC-STR | 19 | STR, Lubricate the scum hopper outlet manual valve, each 6 months ( 1 Millwright) | THC-PM Work Area 2 | THC-PM-WA2 | 16000000 | THC-FT-V-1681 | Lubricate the scum hopper outlet manual valve for
THC-STR | 23 | STR, Blowers, Oil lubrication tasks , each 6 mth. (5000 hours of operation )( 1 Millwright) - Old section + Turblex | THC-PM Work Area 2 | THC-PM-WA2 | 3000000 | THC-AER-BL-6080SUSP | Replace the bearing lubricating oil for the blowermotor for
THC-STR | 23 | STR, Blowers, Oil lubrication tasks , each 6 mth. (5000 hours of operation )( 1 Millwright) - Old section + Turblex | THC-PM Work Area 2 | THC-PM-WA2 | 1000000 | THC-AER-BL-6200 | Replace the bearing lubricating oil for the blowermotor for
THC-STR | 23 | STR, Blowers, Oil lubrication tasks , each 6 mth. (5000 hours of operation )( 1 Millwright) - Old section + Turblex | THC-PM Work Area 2 | THC-PM-WA2 | 4000000 | THC-AER-BL-6060SUSP | Replace the bearing lubricating oil for the blowermotor for
THC-STR | 23 | STR, Blowers, Oil lubrication tasks , each 6 mth. (5000 hours of operation )( 1 Millwright) - Old section + Turblex | THC-PM Work Area 2 | THC-PM-WA2 | 2000000 | THC-AER-BL-6300 | Replace the bearing lubricating oil for the blowermotor for
THC-STR | 23 | STR, Blowers, Oil lubrication tasks , each 6 mth. (5000 hours of operation )( 1 Millwright) - Old section + Turblex | THC-PM Work Area 2 | THC-PM-WA2 | 7000000 | THC-AER-BL-7300 | Replace the bearing lubricating oil for the blowermotor for
THC-STR | 23 | STR, Blowers, Oil lubrication tasks , each 6 mth. (5000 hours of operation )( 1 Millwright) - Old section + Turblex | THC-PM Work Area 2 | THC-PM-WA2 | 5000000 | THC-AER-BL-7100 | Replace the bearing lubricating oil for the blowermotor for
THC-STR | 23 | STR, Blowers, Oil lubrication tasks , each 6 mth. (5000 hours of operation )( 1 Millwright) - Old section + Turblex | THC-PM Work Area 2 | THC-PM-WA2 | 6000000 | THC-AER-BL-7200 | Replace the bearing lubricating oil for the blowermotor for
THC-STR | 23 | STR, Blowers, Oil lubrication tasks , each 6 mth. (5000 hours of operation )( 1 Millwright) - Old section + Turblex | THC-PM Work Area 2 | THC-PM-WA2 | 8000000 | THC-AER-BL-7400 | Replace the bearing lubricating oil for the blowermotor for
THC-STR | 24 | STR, Blowers, Verify the operation of the bearing lubrication oil low level alarm circuit, each 6 mth ( aprox.5000 hours of operation )( 1 EICT) | THC-PM Work Area 2 | THC-PM-WA2 | 1000000 | THC-AER-BL-7100 | Verify the operation of the bearing lubrication oil low level alarm circuit for
THC-STR | 24 | STR, Blowers, Verify the operation of the bearing lubrication oil low level alarm circuit, each 6 mth ( aprox.5000 hours of operation )( 1 EICT) | THC-PM Work Area 2 | THC-PM-WA2 | 2000000 | THC-AER-BL-7200 | Verify the operation of the bearing lubrication oil low level alarm circuit for
THC-STR | 24 | STR, Blowers, Verify the operation of the bearing lubrication oil low level alarm circuit, each 6 mth ( aprox.5000 hours of operation )( 1 EICT) | THC-PM Work Area 2 | THC-PM-WA2 | 3000000 | THC-AER-BL-7300 | Verify the operation of the bearing lubrication oil low level alarm circuit for
THC-STR | 24 | STR, Blowers, Verify the operation of the bearing lubrication oil low level alarm circuit, each 6 mth ( aprox.5000 hours of operation )( 1 EICT) | THC-PM Work Area 2 | THC-PM-WA2 | 4000000 | THC-AER-BL-7400 | Verify the operation of the bearing lubrication oil low level alarm circuit for
THC-STR | 27 | STR, Routine Exercise the aeration tank sluice gate , each 1 year ( 1 PT/1 Millwright) | THC-Routine OIC Inspection Work Area 2 | THC-ROUTINE WA2 | 1000000 | THC-AER-G-7701 | Exercise the aeration tank sluice gate for
THC-STR | 27 | STR, Routine Exercise the aeration tank sluice gate , each 1 year ( 1 PT/1 Millwright) | THC-Routine OIC Inspection Work Area 2 | THC-ROUTINE WA2 | 2000000 | THC-AER-G-7702 | Exercise the aeration tank sluice gate for
THC-STR | 27 | STR, Routine Exercise the aeration tank sluice gate , each 1 year ( 1 PT/1 Millwright) | THC-Routine OIC Inspection Work Area 2 | THC-ROUTINE WA2 | 3000000 | THC-AER-G-7703 | Exercise the aeration tank sluice gate for
THC-STR | 27 | STR, Routine Exercise the aeration tank sluice gate , each 1 year ( 1 PT/1 Millwright) | THC-Routine OIC Inspection Work Area 2 | THC-ROUTINE WA2 | 4000000 | THC-AER-G-7704 | Exercise the aeration tank sluice gate for
THC-STR | 27 | STR, Routine Exercise the aeration tank sluice gate , each 1 year ( 1 PT/1 Millwright) | THC-Routine OIC Inspection Work Area 2 | THC-ROUTINE WA2 | 5000000 | THC-AER-G-7711 | Exercise the aeration tank sluice gate for
THC-STR | 27 | STR, Routine Exercise the aeration tank sluice gate , each 1 year ( 1 PT/1 Millwright) | THC-Routine OIC Inspection Work Area 2 | THC-ROUTINE WA2 | 8000000 | THC-AER-G-7714 | Exercise the aeration tank sluice gate for
THC-STR | 27 | STR, Routine Exercise the aeration tank sluice gate , each 1 year ( 1 PT/1 Millwright) | THC-Routine OIC Inspection Work Area 2 | THC-ROUTINE WA2 | 6000000 | THC-AER-G-7712 | Exercise the aeration tank sluice gate for
THC-STR | 27 | STR, Routine Exercise the aeration tank sluice gate , each 1 year ( 1 PT/1 Millwright) | THC-Routine OIC Inspection Work Area 2 | THC-ROUTINE WA2 | 7000000 | THC-AER-G-7713 | Exercise the aeration tank sluice gate for
THC-STR | 30 | STR, Inspect/lubricate the aeration tank sluice gate rising stem and gear, each 1 year (1 Millwright) | THC-PM Work Area 2 | THC-PM-WA2 | 1000000 | THC-AER-G-2100 | Inspectlubricate the aeration tank sluice gate rising stem and gear for
THC-STR | 30 | STR, Inspect/lubricate the aeration tank sluice gate rising stem and gear, each 1 year (1 Millwright) | THC-PM Work Area 2 | THC-PM-WA2 | 2000000 | THC-AER-G-2101 | Inspectlubricate the aeration tank sluice gate rising stem and gear for
THC-STR | 30 | STR, Inspect/lubricate the aeration tank sluice gate rising stem and gear, each 1 year (1 Millwright) | THC-PM Work Area 2 | THC-PM-WA2 | 5000000 | THC-AER-G-2101C | Inspectlubricate the aeration tank sluice gate rising stem and gear for
THC-STR | 30 | STR, Inspect/lubricate the aeration tank sluice gate rising stem and gear, each 1 year (1 Millwright) | THC-PM Work Area 2 | THC-PM-WA2 | 3000000 | THC-AER-G-2101A | Inspectlubricate the aeration tank sluice gate rising stem and gear for
THC-STR | 30 | STR, Inspect/lubricate the aeration tank sluice gate rising stem and gear, each 1 year (1 Millwright) | THC-PM Work Area 2 | THC-PM-WA2 | 6000000 | THC-AER-G-2102 | Inspectlubricate the aeration tank sluice gate rising stem and gear for
THC-STR | 30 | STR, Inspect/lubricate the aeration tank sluice gate rising stem and gear, each 1 year (1 Millwright) | THC-PM Work Area 2 | THC-PM-WA2 | 4000000 | THC-AER-G-2101B | Inspectlubricate the aeration tank sluice gate rising stem and gear for
THC-STR | 30 | STR, Inspect/lubricate the aeration tank sluice gate rising stem and gear, each 1 year (1 Millwright) | THC-PM Work Area 2 | THC-PM-WA2 | 8000000 | THC-AER-G-2102B | Inspectlubricate the aeration tank sluice gate rising stem and gear for
THC-STR | 30 | STR, Inspect/lubricate the aeration tank sluice gate rising stem and gear, each 1 year (1 Millwright) | THC-PM Work Area 2 | THC-PM-WA2 | 7000000 | THC-AER-G-2102A | Inspectlubricate the aeration tank sluice gate rising stem and gear for
THC-STR | 30 | STR, Inspect/lubricate the aeration tank sluice gate rising stem and gear, each 1 year (1 Millwright) | THC-PM Work Area 2 | THC-PM-WA2 | 13000000 | THC-AER-G-2201B | Inspectlubricate the aeration tank sluice gate rising stem and gear for
THC-STR | 30 | STR, Inspect/lubricate the aeration tank sluice gate rising stem and gear, each 1 year (1 Millwright) | THC-PM Work Area 2 | THC-PM-WA2 | 9000000 | THC-AER-G-2102C | Inspectlubricate the aeration tank sluice gate rising stem and gear for
THC-STR | 30 | STR, Inspect/lubricate the aeration tank sluice gate rising stem and gear, each 1 year (1 Millwright) | THC-PM Work Area 2 | THC-PM-WA2 | 15000000 | THC-AER-G-2202 | Inspectlubricate the aeration tank sluice gate rising stem and gear for
THC-STR | 30 | STR, Inspect/lubricate the aeration tank sluice gate rising stem and gear, each 1 year (1 Millwright) | THC-PM Work Area 2 | THC-PM-WA2 | 10000000 | THC-AER-G-2200 | Inspectlubricate the aeration tank sluice gate rising stem and gear for
THC-STR | 30 | STR, Inspect/lubricate the aeration tank sluice gate rising stem and gear, each 1 year (1 Millwright) | THC-PM Work Area 2 | THC-PM-WA2 | 19000000 | THC-AER-G-2301 | Inspectlubricate the aeration tank sluice gate rising stem and gear for
THC-STR | 30 | STR, Inspect/lubricate the aeration tank sluice gate rising stem and gear, each 1 year (1 Millwright) | THC-PM Work Area 2 | THC-PM-WA2 | 11000000 | THC-AER-G-2201 | Inspectlubricate the aeration tank sluice gate rising stem and gear for
THC-STR | 30 | STR, Inspect/lubricate the aeration tank sluice gate rising stem and gear, each 1 year (1 Millwright) | THC-PM Work Area 2 | THC-PM-WA2 | 22000000 | THC-AER-G-2402 | Inspectlubricate the aeration tank sluice gate rising stem and gear for
THC-STR | 30 | STR, Inspect/lubricate the aeration tank sluice gate rising stem and gear, each 1 year (1 Millwright) | THC-PM Work Area 2 | THC-PM-WA2 | 12000000 | THC-AER-G-2201A | Inspectlubricate the aeration tank sluice gate rising stem and gear for
THC-STR | 30 | STR, Inspect/lubricate the aeration tank sluice gate rising stem and gear, each 1 year (1 Millwright) | THC-PM Work Area 2 | THC-PM-WA2 | 23000000 | THC-AER-G-2501 | Inspectlubricate the aeration tank sluice gate rising stem and gear for
THC-STR | 30 | STR, Inspect/lubricate the aeration tank sluice gate rising stem and gear, each 1 year (1 Millwright) | THC-PM Work Area 2 | THC-PM-WA2 | 14000000 | THC-AER-G-2201C | Inspectlubricate the aeration tank sluice gate rising stem and gear for
THC-STR | 30 | STR, Inspect/lubricate the aeration tank sluice gate rising stem and gear, each 1 year (1 Millwright) | THC-PM Work Area 2 | THC-PM-WA2 | 24000000 | THC-AER-G-2502 | Inspectlubricate the aeration tank sluice gate rising stem and gear for
THC-STR | 30 | STR, Inspect/lubricate the aeration tank sluice gate rising stem and gear, each 1 year (1 Millwright) | THC-PM Work Area 2 | THC-PM-WA2 | 16000000 | THC-AER-G-2202A | Inspectlubricate the aeration tank sluice gate rising stem and gear for
THC-STR | 30 | STR, Inspect/lubricate the aeration tank sluice gate rising stem and gear, each 1 year (1 Millwright) | THC-PM Work Area 2 | THC-PM-WA2 | 25000000 | THC-AER-G-2503 | Inspectlubricate the aeration tank sluice gate rising stem and gear for
THC-STR | 30 | STR, Inspect/lubricate the aeration tank sluice gate rising stem and gear, each 1 year (1 Millwright) | THC-PM Work Area 2 | THC-PM-WA2 | 17000000 | THC-AER-G-2202B | Inspectlubricate the aeration tank sluice gate rising stem and gear for
THC-STR | 30 | STR, Inspect/lubricate the aeration tank sluice gate rising stem and gear, each 1 year (1 Millwright) | THC-PM Work Area 2 | THC-PM-WA2 | 28000000 | THC-AER-G-2602 | Inspectlubricate the aeration tank sluice gate rising stem and gear for
THC-STR | 30 | STR, Inspect/lubricate the aeration tank sluice gate rising stem and gear, each 1 year (1 Millwright) | THC-PM Work Area 2 | THC-PM-WA2 | 18000000 | THC-AER-G-2202C | Inspectlubricate the aeration tank sluice gate rising stem and gear for
THC-STR | 30 | STR, Inspect/lubricate the aeration tank sluice gate rising stem and gear, each 1 year (1 Millwright) | THC-PM Work Area 2 | THC-PM-WA2 | 30000000 | THC-AER-G-2604 | Inspectlubricate the aeration tank sluice gate rising stem and gear for
THC-STR | 30 | STR, Inspect/lubricate the aeration tank sluice gate rising stem and gear, each 1 year (1 Millwright) | THC-PM Work Area 2 | THC-PM-WA2 | 20000000 | THC-AER-G-2302 | Inspectlubricate the aeration tank sluice gate rising stem and gear for
THC-STR | 30 | STR, Inspect/lubricate the aeration tank sluice gate rising stem and gear, each 1 year (1 Millwright) | THC-PM Work Area 2 | THC-PM-WA2 | 33000000 | THC-AER-G-2704 | Inspectlubricate the aeration tank sluice gate rising stem and gear for
THC-STR | 30 | STR, Inspect/lubricate the aeration tank sluice gate rising stem and gear, each 1 year (1 Millwright) | THC-PM Work Area 2 | THC-PM-WA2 | 21000000 | THC-AER-G-2401 | Inspectlubricate the aeration tank sluice gate rising stem and gear for
THC-STR | 30 | STR, Inspect/lubricate the aeration tank sluice gate rising stem and gear, each 1 year (1 Millwright) | THC-PM Work Area 2 | THC-PM-WA2 | 38000000 | THC-AER-G-2805 | Inspectlubricate the aeration tank sluice gate rising stem and gear for
THC-STR | 30 | STR, Inspect/lubricate the aeration tank sluice gate rising stem and gear, each 1 year (1 Millwright) | THC-PM Work Area 2 | THC-PM-WA2 | 26000000 | THC-AER-G-2504 | Inspectlubricate the aeration tank sluice gate rising stem and gear for
THC-STR | 30 | STR, Inspect/lubricate the aeration tank sluice gate rising stem and gear, each 1 year (1 Millwright) | THC-PM Work Area 2 | THC-PM-WA2 | 39000000 | THC-AER-G-7701 | Inspectlubricate the aeration tank sluice gate rising stem and gear for
THC-STR | 30 | STR, Inspect/lubricate the aeration tank sluice gate rising stem and gear, each 1 year (1 Millwright) | THC-PM Work Area 2 | THC-PM-WA2 | 27000000 | THC-AER-G-2601 | Inspectlubricate the aeration tank sluice gate rising stem and gear for
THC-STR | 30 | STR, Inspect/lubricate the aeration tank sluice gate rising stem and gear, each 1 year (1 Millwright) | THC-PM Work Area 2 | THC-PM-WA2 | 42000000 | THC-AER-G-7704 | Inspectlubricate the aeration tank sluice gate rising stem and gear for
THC-STR | 30 | STR, Inspect/lubricate the aeration tank sluice gate rising stem and gear, each 1 year (1 Millwright) | THC-PM Work Area 2 | THC-PM-WA2 | 29000000 | THC-AER-G-2603 | Inspectlubricate the aeration tank sluice gate rising stem and gear for
THC-STR | 30 | STR, Inspect/lubricate the aeration tank sluice gate rising stem and gear, each 1 year (1 Millwright) | THC-PM Work Area 2 | THC-PM-WA2 | 44000000 | THC-AER-G-7712 | Inspectlubricate the aeration tank sluice gate rising stem and gear for
THC-STR | 30 | STR, Inspect/lubricate the aeration tank sluice gate rising stem and gear, each 1 year (1 Millwright) | THC-PM Work Area 2 | THC-PM-WA2 | 31000000 | THC-AER-G-2702 | Inspectlubricate the aeration tank sluice gate rising stem and gear for
THC-STR | 30 | STR, Inspect/lubricate the aeration tank sluice gate rising stem and gear, each 1 year (1 Millwright) | THC-PM Work Area 2 | THC-PM-WA2 | 45000000 | THC-AER-G-7713 | Inspectlubricate the aeration tank sluice gate rising stem and gear for
THC-STR | 30 | STR, Inspect/lubricate the aeration tank sluice gate rising stem and gear, each 1 year (1 Millwright) | THC-PM Work Area 2 | THC-PM-WA2 | 32000000 | THC-AER-G-2703 | Inspectlubricate the aeration tank sluice gate rising stem and gear for
THC-STR | 30 | STR, Inspect/lubricate the aeration tank sluice gate rising stem and gear, each 1 year (1 Millwright) | THC-PM Work Area 2 | THC-PM-WA2 | 46000000 | THC-AER-G-7714 | Inspectlubricate the aeration tank sluice gate rising stem and gear for
THC-STR | 30 | STR, Inspect/lubricate the aeration tank sluice gate rising stem and gear, each 1 year (1 Millwright) | THC-PM Work Area 2 | THC-PM-WA2 | 34000000 | THC-AER-G-2705 | Inspectlubricate the aeration tank sluice gate rising stem and gear for
THC-STR | 30 | STR, Inspect/lubricate the aeration tank sluice gate rising stem and gear, each 1 year (1 Millwright) | THC-PM Work Area 2 | THC-PM-WA2 | 35000000 | THC-AER-G-2802 | Inspectlubricate the aeration tank sluice gate rising stem and gear for
THC-STR | 30 | STR, Inspect/lubricate the aeration tank sluice gate rising stem and gear, each 1 year (1 Millwright) | THC-PM Work Area 2 | THC-PM-WA2 | 36000000 | THC-AER-G-2803 | Inspectlubricate the aeration tank sluice gate rising stem and gear for
THC-STR | 30 | STR, Inspect/lubricate the aeration tank sluice gate rising stem and gear, each 1 year (1 Millwright) | THC-PM Work Area 2 | THC-PM-WA2 | 37000000 | THC-AER-G-2804 | Inspectlubricate the aeration tank sluice gate rising stem and gear for
THC-STR | 30 | STR, Inspect/lubricate the aeration tank sluice gate rising stem and gear, each 1 year (1 Millwright) | THC-PM Work Area 2 | THC-PM-WA2 | 40000000 | THC-AER-G-7702 | Inspectlubricate the aeration tank sluice gate rising stem and gear for
THC-STR | 30 | STR, Inspect/lubricate the aeration tank sluice gate rising stem and gear, each 1 year (1 Millwright) | THC-PM Work Area 2 | THC-PM-WA2 | 41000000 | THC-AER-G-7703 | Inspectlubricate the aeration tank sluice gate rising stem and gear for
THC-STR | 30 | STR, Inspect/lubricate the aeration tank sluice gate rising stem and gear, each 1 year (1 Millwright) | THC-PM Work Area 2 | THC-PM-WA2 | 43000000 | THC-AER-G-7711 | Inspectlubricate the aeration tank sluice gate rising stem and gear for
THC-STR | 33 | STR, Lubricate the RAS motorized outlet isolation valve actuator bearing, each 1 year (1 Millwright) | THC-PM Work Area 2 | THC-PM-WA2 | 1000000 | THC-STR-V-5541 | Lubricate the RAS motorized outlet isolation valve actuator bearing for
THC-STR | 33 | STR, Lubricate the RAS motorized outlet isolation valve actuator bearing, each 1 year (1 Millwright) | THC-PM Work Area 2 | THC-PM-WA2 | 2000000 | THC-STR-V-5641 | Lubricate the RAS motorized outlet isolation valve actuator bearing for
THC-STR | 33 | STR, Lubricate the RAS motorized outlet isolation valve actuator bearing, each 1 year (1 Millwright) | THC-PM Work Area 2 | THC-PM-WA2 | 6000000 | THC-STR-V-0942 | Lubricate the RAS motorized outlet isolation valve actuator bearing for
THC-STR | 33 | STR, Lubricate the RAS motorized outlet isolation valve actuator bearing, each 1 year (1 Millwright) | THC-PM Work Area 2 | THC-PM-WA2 | 3000000 | THC-STR-V-1042 | Lubricate the RAS motorized outlet isolation valve actuator bearing for
THC-STR | 33 | STR, Lubricate the RAS motorized outlet isolation valve actuator bearing, each 1 year (1 Millwright) | THC-PM Work Area 2 | THC-PM-WA2 | 4000000 | THC-STR-V-1142 | Lubricate the RAS motorized outlet isolation valve actuator bearing for
THC-STR | 33 | STR, Lubricate the RAS motorized outlet isolation valve actuator bearing, each 1 year (1 Millwright) | THC-PM Work Area 2 | THC-PM-WA2 | 5000000 | THC-STR-V-1242 | Lubricate the RAS motorized outlet isolation valve actuator bearing for
THC-STR | 35 | STR, WAS pumping system, Lubricate WAS pump grid coupling , each 1 year (1 Millwright) | THC-PM Work Area 2 | THC-PM-WA2 | 3000000 | THC-FT-P-5550 | Lubricate the clarifier tank WAS pump grid coupling for
THC-STR | 35 | STR, WAS pumping system, Lubricate WAS pump grid coupling , each 1 year (1 Millwright) | THC-PM Work Area 2 | THC-PM-WA2 | 1000000 | THC-FT-P-5310 | Lubricate the clarifier tank WAS pump grid coupling for
THC-STR | 35 | STR, WAS pumping system, Lubricate WAS pump grid coupling , each 1 year (1 Millwright) | THC-PM Work Area 2 | THC-PM-WA2 | 4000000 | THC-FT-P-5650 | Lubricate the clarifier tank WAS pump grid coupling for
THC-STR | 35 | STR, WAS pumping system, Lubricate WAS pump grid coupling , each 1 year (1 Millwright) | THC-PM Work Area 2 | THC-PM-WA2 | 2000000 | THC-FT-P-5320 | Lubricate the clarifier tank WAS pump grid coupling for
THC-STR | 35 | STR, WAS pumping system, Lubricate WAS pump grid coupling , each 1 year (1 Millwright) | THC-PM Work Area 2 | THC-PM-WA2 | 6000000 | THC-FT-P-5590 | Lubricate the clarifier tank WAS pump grid coupling for
THC-STR | 35 | STR, WAS pumping system, Lubricate WAS pump grid coupling , each 1 year (1 Millwright) | THC-PM Work Area 2 | THC-PM-WA2 | 5000000 | THC-FT-P-5670 | Lubricate the clarifier tank WAS pump grid coupling for
THC-STR | 40 | Yearly, STR (Old Aer Bldg.) Calibration check of the PIT & FIT (1 EICT) | THC-PM Work Area 2 | THC-PM-WA2 | 1000000 | THC-AER-FIT-6002 | Calibration check of the pressure indicating transmitter for
THC-STR | 40 | Yearly, STR (Old Aer Bldg.) Calibration check of the PIT & FIT (1 EICT) | THC-PM Work Area 2 | THC-PM-WA2 | 2000000 | THC-AER-PIT-6403 | Calibration check of the pressure indicating transmitter for
THC-STR | 40 | Yearly, STR (Old Aer Bldg.) Calibration check of the PIT & FIT (1 EICT) | THC-PM Work Area 2 | THC-PM-WA2 | 3000000 | THC-AER-PIT-6404 | Calibration check of the pressure indicating transmitter for
THC-STR | 40 | Yearly, STR (Old Aer Bldg.) Calibration check of the PIT & FIT (1 EICT) | THC-PM Work Area 2 | THC-PM-WA2 | 4000000 | THC-AER-PIT-6405 | Calibration check of the pressure indicating transmitter for
THC-STR | 42 | STR, 1 year Air blowers (Turblex +Old bld.), Verify the axial alarm trip circuit operation (1 EICT/1 PT) | THC-PM Work Area 2 | THC-PM-WA2 | 1000000 | THC-AER-VIT-7170 | Verify the axial alarm trip circuit operation for
THC-STR | 42 | STR, 1 year Air blowers (Turblex +Old bld.), Verify the axial alarm trip circuit operation (1 EICT/1 PT) | THC-PM Work Area 2 | THC-PM-WA2 | 3000000 | THC-AER-VIT-7370 | Verify the axial alarm trip circuit operation for
THC-STR | 42 | STR, 1 year Air blowers (Turblex +Old bld.), Verify the axial alarm trip circuit operation (1 EICT/1 PT) | THC-PM Work Area 2 | THC-PM-WA2 | 2000000 | THC-AER-VIT-7270 | Verify the axial alarm trip circuit operation for
THC-STR | 42 | STR, 1 year Air blowers (Turblex +Old bld.), Verify the axial alarm trip circuit operation (1 EICT/1 PT) | THC-PM Work Area 2 | THC-PM-WA2 | 6000000 | THC-AER-VSH-6046 | Verify the axial alarm trip circuit operation for
THC-STR | 42 | STR, 1 year Air blowers (Turblex +Old bld.), Verify the axial alarm trip circuit operation (1 EICT/1 PT) | THC-PM Work Area 2 | THC-PM-WA2 | 4000000 | THC-AER-VIT-7470 | Verify the axial alarm trip circuit operation for
THC-STR | 42 | STR, 1 year Air blowers (Turblex +Old bld.), Verify the axial alarm trip circuit operation (1 EICT/1 PT) | THC-PM Work Area 2 | THC-PM-WA2 | 7000000 | THC-AER-VSH-6086 | Verify the axial alarm trip circuit operation for
THC-STR | 42 | STR, 1 year Air blowers (Turblex +Old bld.), Verify the axial alarm trip circuit operation (1 EICT/1 PT) | THC-PM Work Area 2 | THC-PM-WA2 | 5000000 | THC-AER-VSH-6026 | Verify the axial alarm trip circuit operation for
THC-STR | 42 | STR, 1 year Air blowers (Turblex +Old bld.), Verify the axial alarm trip circuit operation (1 EICT/1 PT) | THC-PM Work Area 2 | THC-PM-WA2 | 8000000 | THC-AER-VSH-6106 | Verify the axial alarm trip circuit operation for
THC-STR | 42 | STR, 1 year Air blowers (Turblex +Old bld.), Verify the axial alarm trip circuit operation (1 EICT/1 PT) | THC-PM Work Area 2 | THC-PM-WA2 | 10000000 | THC-AER-VSH-6306 | Verify the axial alarm trip circuit operation for
THC-STR | 42 | STR, 1 year Air blowers (Turblex +Old bld.), Verify the axial alarm trip circuit operation (1 EICT/1 PT) | THC-PM Work Area 2 | THC-PM-WA2 | 9000000 | THC-AER-VSH-6206 | Verify the axial alarm trip circuit operation for
THC-STR | 47 | STR, Air flow meters verification, each 2 years ( 1 EICT ) | THC-PM Work Area 2 | THC-PM-WA2 | 2000000 | THC-AER-FIT-2306 | Verification check of the aeration air flow meter for
THC-STR | 47 | STR, Air flow meters verification, each 2 years ( 1 EICT ) | THC-PM Work Area 2 | THC-PM-WA2 | 1000000 | THC-AER-FIT-2106 | Verification check of the aeration air flow meter for
THC-STR | 47 | STR, Air flow meters verification, each 2 years ( 1 EICT ) | THC-PM Work Area 2 | THC-PM-WA2 | 3000000 | THC-AER-FIT-2506 | Verification check of the aeration air flow meter for
THC-STR | 47 | STR, Air flow meters verification, each 2 years ( 1 EICT ) | THC-PM Work Area 2 | THC-PM-WA2 | 4000000 | THC-AER-FIT-2606 | Verification check of the aeration air flow meter for
THC-STR | 47 | STR, Air flow meters verification, each 2 years ( 1 EICT ) | THC-PM Work Area 2 | THC-PM-WA2 | 5000000 | THC-AER-FIT-2706 | Verification check of the aeration air flow meter for
THC-STR | 47 | STR, Air flow meters verification, each 2 years ( 1 EICT ) | THC-PM Work Area 2 | THC-PM-WA2 | 6000000 | THC-AER-FIT-2709 | Verification check of the aeration air flow meter for
THC-STR | 47 | STR, Air flow meters verification, each 2 years ( 1 EICT ) | THC-PM Work Area 2 | THC-PM-WA2 | 11000000 | THC-AER-FIT-3006 | Verification check of the aeration air flow meter for
THC-STR | 47 | STR, Air flow meters verification, each 2 years ( 1 EICT ) | THC-PM Work Area 2 | THC-PM-WA2 | 7000000 | THC-AER-FIT-2806A | Verification check of the aeration air flow meter for
THC-STR | 47 | STR, Air flow meters verification, each 2 years ( 1 EICT ) | THC-PM Work Area 2 | THC-PM-WA2 | 14000000 | THC-AER-FIT-3306 | Verification check of the aeration air flow meter for
THC-STR | 47 | STR, Air flow meters verification, each 2 years ( 1 EICT ) | THC-PM Work Area 2 | THC-PM-WA2 | 8000000 | THC-AER-FIT-2806B | Verification check of the aeration air flow meter for
THC-STR | 47 | STR, Air flow meters verification, each 2 years ( 1 EICT ) | THC-PM Work Area 2 | THC-PM-WA2 | 19000000 | THC-AER-FIT-6002 | Verification check of the aeration air flow meter for
THC-STR | 47 | STR, Air flow meters verification, each 2 years ( 1 EICT ) | THC-PM Work Area 2 | THC-PM-WA2 | 9000000 | THC-AER-FIT-2809 | Verification check of the aeration air flow meter for
THC-STR | 47 | STR, Air flow meters verification, each 2 years ( 1 EICT ) | THC-PM Work Area 2 | THC-PM-WA2 | 21000000 | THC-AER-FIT-7016 | Verification check of the aeration air flow meter for
THC-STR | 47 | STR, Air flow meters verification, each 2 years ( 1 EICT ) | THC-PM Work Area 2 | THC-PM-WA2 | 10000000 | THC-AER-FIT-2906 | Verification check of the aeration air flow meter for
THC-STR | 47 | STR, Air flow meters verification, each 2 years ( 1 EICT ) | THC-PM Work Area 2 | THC-PM-WA2 | 12000000 | THC-AER-FIT-3106 | Verification check of the aeration air flow meter for
THC-STR | 47 | STR, Air flow meters verification, each 2 years ( 1 EICT ) | THC-PM Work Area 2 | THC-PM-WA2 | 13000000 | THC-AER-FIT-3206 | Verification check of the aeration air flow meter for
THC-STR | 47 | STR, Air flow meters verification, each 2 years ( 1 EICT ) | THC-PM Work Area 2 | THC-PM-WA2 | 15000000 | THC-AER-FIT-3406 | Verification check of the aeration air flow meter for
THC-STR | 47 | STR, Air flow meters verification, each 2 years ( 1 EICT ) | THC-PM Work Area 2 | THC-PM-WA2 | 16000000 | THC-AER-FIT-3506 | Verification check of the aeration air flow meter for
THC-STR | 47 | STR, Air flow meters verification, each 2 years ( 1 EICT ) | THC-PM Work Area 2 | THC-PM-WA2 | 17000000 | THC-AER-FIT-3606 | Verification check of the aeration air flow meter for
THC-STR | 47 | STR, Air flow meters verification, each 2 years ( 1 EICT ) | THC-PM Work Area 2 | THC-PM-WA2 | 18000000 | THC-AER-FIT-6001 | Verification check of the aeration air flow meter for
THC-STR | 47 | STR, Air flow meters verification, each 2 years ( 1 EICT ) | THC-PM Work Area 2 | THC-PM-WA2 | 20000000 | THC-AER-FIT-7013 | Verification check of the aeration air flow meter for
THC-STR | 50 | STR, Secondary treatment sluice gate inlet valve actuator oil change, each 6 year ( 1 Millwright) | THC-PM Work Area 2 | THC-PM-WA2 | 1000000 | THC-FT-G-0904 | Secondary treatment sluice gate inlet valve actuator oil change for
THC-STR | 50 | STR, Secondary treatment sluice gate inlet valve actuator oil change, each 6 year ( 1 Millwright) | THC-PM Work Area 2 | THC-PM-WA2 | 5000000 | THC-FT-G-7721 | Secondary treatment sluice gate inlet valve actuator oil change for
THC-STR | 50 | STR, Secondary treatment sluice gate inlet valve actuator oil change, each 6 year ( 1 Millwright) | THC-PM Work Area 2 | THC-PM-WA2 | 2000000 | THC-FT-G-1004 | Secondary treatment sluice gate inlet valve actuator oil change for
THC-STR | 50 | STR, Secondary treatment sluice gate inlet valve actuator oil change, each 6 year ( 1 Millwright) | THC-PM Work Area 2 | THC-PM-WA2 | 7000000 | THC-FT-G-7723 | Secondary treatment sluice gate inlet valve actuator oil change for
THC-STR | 50 | STR, Secondary treatment sluice gate inlet valve actuator oil change, each 6 year ( 1 Millwright) | THC-PM Work Area 2 | THC-PM-WA2 | 3000000 | THC-FT-G-1104 | Secondary treatment sluice gate inlet valve actuator oil change for
THC-STR | 50 | STR, Secondary treatment sluice gate inlet valve actuator oil change, each 6 year ( 1 Millwright) | THC-PM Work Area 2 | THC-PM-WA2 | 8000000 | THC-FT-G-7724 | Secondary treatment sluice gate inlet valve actuator oil change for
THC-STR | 50 | STR, Secondary treatment sluice gate inlet valve actuator oil change, each 6 year ( 1 Millwright) | THC-PM Work Area 2 | THC-PM-WA2 | 4000000 | THC-FT-G-1204 | Secondary treatment sluice gate inlet valve actuator oil change for
THC-STR | 50 | STR, Secondary treatment sluice gate inlet valve actuator oil change, each 6 year ( 1 Millwright) | THC-PM Work Area 2 | THC-PM-WA2 | 9000000 | THC-FT-G-7731 | Secondary treatment sluice gate inlet valve actuator oil change for
THC-STR | 50 | STR, Secondary treatment sluice gate inlet valve actuator oil change, each 6 year ( 1 Millwright) | THC-PM Work Area 2 | THC-PM-WA2 | 6000000 | THC-FT-G-7722 | Secondary treatment sluice gate inlet valve actuator oil change for
THC-STR | 50 | STR, Secondary treatment sluice gate inlet valve actuator oil change, each 6 year ( 1 Millwright) | THC-PM Work Area 2 | THC-PM-WA2 | 12000000 | THC-FT-G-7734 | Secondary treatment sluice gate inlet valve actuator oil change for
THC-STR | 50 | STR, Secondary treatment sluice gate inlet valve actuator oil change, each 6 year ( 1 Millwright) | THC-PM Work Area 2 | THC-PM-WA2 | 10000000 | THC-FT-G-7732 | Secondary treatment sluice gate inlet valve actuator oil change for
THC-STR | 50 | STR, Secondary treatment sluice gate inlet valve actuator oil change, each 6 year ( 1 Millwright) | THC-PM Work Area 2 | THC-PM-WA2 | 11000000 | THC-FT-G-7733 | Secondary treatment sluice gate inlet valve actuator oil change for
THC-STR | 51 | STR, Secondary treatment sluice gate inlet valve actuator closed limit switch setting, each 6 year ( 1 EICT) | THC-PM Work Area 2 | THC-PM-WA2 | 1000000 | THC-FT-G-0904 | Final tanks sluice gates actuator closed limit setting for
THC-STR | 51 | STR, Secondary treatment sluice gate inlet valve actuator closed limit switch setting, each 6 year ( 1 EICT) | THC-PM Work Area 2 | THC-PM-WA2 | 2000000 | THC-FT-G-1004 | Final tanks sluice gates actuator closed limit setting for
THC-STR | 51 | STR, Secondary treatment sluice gate inlet valve actuator closed limit switch setting, each 6 year ( 1 EICT) | THC-PM Work Area 2 | THC-PM-WA2 | 3000000 | THC-FT-G-1104 | Final tanks sluice gates actuator closed limit setting for
THC-STR | 51 | STR, Secondary treatment sluice gate inlet valve actuator closed limit switch setting, each 6 year ( 1 EICT) | THC-PM Work Area 2 | THC-PM-WA2 | 5000000 | THC-FT-G-7721 | Final tanks sluice gates actuator closed limit setting for
THC-STR | 51 | STR, Secondary treatment sluice gate inlet valve actuator closed limit switch setting, each 6 year ( 1 EICT) | THC-PM Work Area 2 | THC-PM-WA2 | 4000000 | THC-FT-G-1204 | Final tanks sluice gates actuator closed limit setting for
THC-STR | 51 | STR, Secondary treatment sluice gate inlet valve actuator closed limit switch setting, each 6 year ( 1 EICT) | THC-PM Work Area 2 | THC-PM-WA2 | 7000000 | THC-FT-G-7723 | Final tanks sluice gates actuator closed limit setting for
THC-STR | 51 | STR, Secondary treatment sluice gate inlet valve actuator closed limit switch setting, each 6 year ( 1 EICT) | THC-PM Work Area 2 | THC-PM-WA2 | 6000000 | THC-FT-G-7722 | Final tanks sluice gates actuator closed limit setting for
THC-STR | 51 | STR, Secondary treatment sluice gate inlet valve actuator closed limit switch setting, each 6 year ( 1 EICT) | THC-PM Work Area 2 | THC-PM-WA2 | 8000000 | THC-FT-G-7724 | Final tanks sluice gates actuator closed limit setting for
THC-STR | 51 | STR, Secondary treatment sluice gate inlet valve actuator closed limit switch setting, each 6 year ( 1 EICT) | THC-PM Work Area 2 | THC-PM-WA2 | 9000000 | THC-FT-G-7731 | Final tanks sluice gates actuator closed limit setting for
THC-STR | 51 | STR, Secondary treatment sluice gate inlet valve actuator closed limit switch setting, each 6 year ( 1 EICT) | THC-PM Work Area 2 | THC-PM-WA2 | 12000000 | THC-FT-G-7734 | Final tanks sluice gates actuator closed limit setting for
THC-STR | 51 | STR, Secondary treatment sluice gate inlet valve actuator closed limit switch setting, each 6 year ( 1 EICT) | THC-PM Work Area 2 | THC-PM-WA2 | 10000000 | THC-FT-G-7732 | Final tanks sluice gates actuator closed limit setting for
THC-STR | 51 | STR, Secondary treatment sluice gate inlet valve actuator closed limit switch setting, each 6 year ( 1 EICT) | THC-PM Work Area 2 | THC-PM-WA2 | 11000000 | THC-FT-G-7733 | Final tanks sluice gates actuator closed limit setting for
THC-STR | 72 | STR, Aeration, Lubrication Motorized valves, 6 months (1 Millwright) | THC-PM Work Area 2 | THC-PM-WA2 | 3000000 | THC-AER-V-2805B | Lubricate the motorized aeration valve for
THC-STR | 72 | STR, Aeration, Lubrication Motorized valves, 6 months (1 Millwright) | THC-PM Work Area 2 | THC-PM-WA2 | 1000000 | THC-AER-V-2705 | Lubricate the motorized aeration valve for
THC-STR | 72 | STR, Aeration, Lubrication Motorized valves, 6 months (1 Millwright) | THC-PM Work Area 2 | THC-PM-WA2 | 4000000 | THC-AER-V-2905 | Lubricate the motorized aeration valve for
THC-STR | 72 | STR, Aeration, Lubrication Motorized valves, 6 months (1 Millwright) | THC-PM Work Area 2 | THC-PM-WA2 | 2000000 | THC-AER-V-2805ASP | Lubricate the motorized aeration valve for
THC-STR | 72 | STR, Aeration, Lubrication Motorized valves, 6 months (1 Millwright) | THC-PM Work Area 2 | THC-PM-WA2 | 7000000 | THC-AER-V-3205 | Lubricate the motorized aeration valve for
THC-STR | 72 | STR, Aeration, Lubrication Motorized valves, 6 months (1 Millwright) | THC-PM Work Area 2 | THC-PM-WA2 | 5000000 | THC-AER-V-3005 | Lubricate the motorized aeration valve for
THC-STR | 72 | STR, Aeration, Lubrication Motorized valves, 6 months (1 Millwright) | THC-PM Work Area 2 | THC-PM-WA2 | 9000000 | THC-AER-V-2205 | Lubricate the motorized aeration valve for
THC-STR | 72 | STR, Aeration, Lubrication Motorized valves, 6 months (1 Millwright) | THC-PM Work Area 2 | THC-PM-WA2 | 6000000 | THC-AER-V-3105 | Lubricate the motorized aeration valve for
THC-STR | 72 | STR, Aeration, Lubrication Motorized valves, 6 months (1 Millwright) | THC-PM Work Area 2 | THC-PM-WA2 | 14000000 | THC-AER-V-3305 | Lubricate the motorized aeration valve for
THC-STR | 72 | STR, Aeration, Lubrication Motorized valves, 6 months (1 Millwright) | THC-PM Work Area 2 | THC-PM-WA2 | 8000000 | THC-AER-V-2105 | Lubricate the motorized aeration valve for
THC-STR | 72 | STR, Aeration, Lubrication Motorized valves, 6 months (1 Millwright) | THC-PM Work Area 2 | THC-PM-WA2 | 15000000 | THC-AER-V-3405 | Lubricate the motorized aeration valve for
THC-STR | 72 | STR, Aeration, Lubrication Motorized valves, 6 months (1 Millwright) | THC-PM Work Area 2 | THC-PM-WA2 | 10000000 | THC-AER-V-2305 | Lubricate the motorized aeration valve for
THC-STR | 72 | STR, Aeration, Lubrication Motorized valves, 6 months (1 Millwright) | THC-PM Work Area 2 | THC-PM-WA2 | 17000000 | THC-AER-V-3605 | Lubricate the motorized aeration valve for
THC-STR | 72 | STR, Aeration, Lubrication Motorized valves, 6 months (1 Millwright) | THC-PM Work Area 2 | THC-PM-WA2 | 11000000 | THC-AER-V-2405 | Lubricate the motorized aeration valve for
THC-STR | 72 | STR, Aeration, Lubrication Motorized valves, 6 months (1 Millwright) | THC-PM Work Area 2 | THC-PM-WA2 | 12000000 | THC-AER-V-2505 | Lubricate the motorized aeration valve for
THC-STR | 72 | STR, Aeration, Lubrication Motorized valves, 6 months (1 Millwright) | THC-PM Work Area 2 | THC-PM-WA2 | 13000000 | THC-AER-V-2605 | Lubricate the motorized aeration valve for
THC-STR | 72 | STR, Aeration, Lubrication Motorized valves, 6 months (1 Millwright) | THC-PM Work Area 2 | THC-PM-WA2 | 16000000 | THC-AER-V-3505 | Lubricate the motorized aeration valve for
THC-STR | 81 | STR, Secondary treatment, Lubrication oil replacement THC-FT-T-OLD PLANT, Yearly ( 1 Millwright) | Tank, Secondary Clarifier | THC-FT-T-OLD PLANT | 3000000 | THC-FT-T-0300 | Lubricant oil replacement for
THC-STR | 81 | STR, Secondary treatment, Lubrication oil replacement THC-FT-T-OLD PLANT, Yearly ( 1 Millwright) | Tank, Secondary Clarifier | THC-FT-T-OLD PLANT | 1000000 | THC-FT-T-0100 | Lubricant oil replacement for
THC-STR | 81 | STR, Secondary treatment, Lubrication oil replacement THC-FT-T-OLD PLANT, Yearly ( 1 Millwright) | Tank, Secondary Clarifier | THC-FT-T-OLD PLANT | 6000000 | THC-FT-T-0600 | Lubricant oil replacement for
THC-STR | 81 | STR, Secondary treatment, Lubrication oil replacement THC-FT-T-OLD PLANT, Yearly ( 1 Millwright) | Tank, Secondary Clarifier | THC-FT-T-OLD PLANT | 2000000 | THC-FT-T-0200 | Lubricant oil replacement for
THC-STR | 81 | STR, Secondary treatment, Lubrication oil replacement THC-FT-T-OLD PLANT, Yearly ( 1 Millwright) | Tank, Secondary Clarifier | THC-FT-T-OLD PLANT | 7000000 | THC-FT-T-0700 | Lubricant oil replacement for
THC-STR | 81 | STR, Secondary treatment, Lubrication oil replacement THC-FT-T-OLD PLANT, Yearly ( 1 Millwright) | Tank, Secondary Clarifier | THC-FT-T-OLD PLANT | 4000000 | THC-FT-T-0400 | Lubricant oil replacement for
THC-STR | 81 | STR, Secondary treatment, Lubrication oil replacement THC-FT-T-OLD PLANT, Yearly ( 1 Millwright) | Tank, Secondary Clarifier | THC-FT-T-OLD PLANT | 5000000 | THC-FT-T-0500 | Lubricant oil replacement for
THC-STR | 81 | STR, Secondary treatment, Lubrication oil replacement THC-FT-T-OLD PLANT, Yearly ( 1 Millwright) | Tank, Secondary Clarifier | THC-FT-T-OLD PLANT | 8000000 | THC-FT-T-0800 | Lubricant oil replacement for
THC-STR | 83 | STR, Each 3 months Calibration DO analyzer (1 EICT | THC-Routine OIC Inspection Work Area 2 | THC-ROUTINE WA2 | 2000000 | THC-AER-AIT-2104 | Compare portable DO analyzer reading to fixed DO meter reading for
THC-STR | 83 | STR, Each 3 months Calibration DO analyzer (1 EICT | THC-Routine OIC Inspection Work Area 2 | THC-ROUTINE WA2 | 1000000 | THC-AER-AIT-2103 | Compare portable DO analyzer reading to fixed DO meter reading for
THC-STR | 83 | STR, Each 3 months Calibration DO analyzer (1 EICT | THC-Routine OIC Inspection Work Area 2 | THC-ROUTINE WA2 | 5000000 | THC-AER-AIT-2303 | Compare portable DO analyzer reading to fixed DO meter reading for
THC-STR | 83 | STR, Each 3 months Calibration DO analyzer (1 EICT | THC-Routine OIC Inspection Work Area 2 | THC-ROUTINE WA2 | 3000000 | THC-AER-AIT-2203 | Compare portable DO analyzer reading to fixed DO meter reading for
THC-STR | 83 | STR, Each 3 months Calibration DO analyzer (1 EICT | THC-Routine OIC Inspection Work Area 2 | THC-ROUTINE WA2 | 6000000 | THC-AER-AIT-2304 | Compare portable DO analyzer reading to fixed DO meter reading for
THC-STR | 83 | STR, Each 3 months Calibration DO analyzer (1 EICT | THC-Routine OIC Inspection Work Area 2 | THC-ROUTINE WA2 | 4000000 | THC-AER-AIT-2204 | Compare portable DO analyzer reading to fixed DO meter reading for
THC-STR | 83 | STR, Each 3 months Calibration DO analyzer (1 EICT | THC-Routine OIC Inspection Work Area 2 | THC-ROUTINE WA2 | 7000000 | THC-AER-AIT-2403 | Compare portable DO analyzer reading to fixed DO meter reading for
THC-STR | 83 | STR, Each 3 months Calibration DO analyzer (1 EICT | THC-Routine OIC Inspection Work Area 2 | THC-ROUTINE WA2 | 9000000 | THC-AER-AIT-2804 | Compare portable DO analyzer reading to fixed DO meter reading for
THC-STR | 83 | STR, Each 3 months Calibration DO analyzer (1 EICT | THC-Routine OIC Inspection Work Area 2 | THC-ROUTINE WA2 | 8000000 | THC-AER-AIT-2404 | Compare portable DO analyzer reading to fixed DO meter reading for
THC-STR | 83 | STR, Each 3 months Calibration DO analyzer (1 EICT | THC-Routine OIC Inspection Work Area 2 | THC-ROUTINE WA2 | 12000000 | THC-AER-AIT-2903 | Compare portable DO analyzer reading to fixed DO meter reading for
THC-STR | 83 | STR, Each 3 months Calibration DO analyzer (1 EICT | THC-Routine OIC Inspection Work Area 2 | THC-ROUTINE WA2 | 10000000 | THC-AER-AIT-2603 | Compare portable DO analyzer reading to fixed DO meter reading for
THC-STR | 83 | STR, Each 3 months Calibration DO analyzer (1 EICT | THC-Routine OIC Inspection Work Area 2 | THC-ROUTINE WA2 | 13000000 | THC-AER-AIT-3003 | Compare portable DO analyzer reading to fixed DO meter reading for
THC-STR | 83 | STR, Each 3 months Calibration DO analyzer (1 EICT | THC-Routine OIC Inspection Work Area 2 | THC-ROUTINE WA2 | 11000000 | THC-AER-AIT-2703 | Compare portable DO analyzer reading to fixed DO meter reading for
THC-STR | 83 | STR, Each 3 months Calibration DO analyzer (1 EICT | THC-Routine OIC Inspection Work Area 2 | THC-ROUTINE WA2 | 16000000 | THC-AER-AIT-3303 | Compare portable DO analyzer reading to fixed DO meter reading for
THC-STR | 83 | STR, Each 3 months Calibration DO analyzer (1 EICT | THC-Routine OIC Inspection Work Area 2 | THC-ROUTINE WA2 | 14000000 | THC-AER-AIT-3103 | Compare portable DO analyzer reading to fixed DO meter reading for
THC-STR | 83 | STR, Each 3 months Calibration DO analyzer (1 EICT | THC-Routine OIC Inspection Work Area 2 | THC-ROUTINE WA2 | 18000000 | THC-AER-AIT-3503 | Compare portable DO analyzer reading to fixed DO meter reading for
THC-STR | 83 | STR, Each 3 months Calibration DO analyzer (1 EICT | THC-Routine OIC Inspection Work Area 2 | THC-ROUTINE WA2 | 15000000 | THC-AER-AIT-3203 | Compare portable DO analyzer reading to fixed DO meter reading for
THC-STR | 83 | STR, Each 3 months Calibration DO analyzer (1 EICT | THC-Routine OIC Inspection Work Area 2 | THC-ROUTINE WA2 | 20000000 | THC-AER-AIT-2503 | Compare portable DO analyzer reading to fixed DO meter reading for
THC-STR | 83 | STR, Each 3 months Calibration DO analyzer (1 EICT | THC-Routine OIC Inspection Work Area 2 | THC-ROUTINE WA2 | 17000000 | THC-AER-AIT-3403 | Compare portable DO analyzer reading to fixed DO meter reading for
THC-STR | 83 | STR, Each 3 months Calibration DO analyzer (1 EICT | THC-Routine OIC Inspection Work Area 2 | THC-ROUTINE WA2 | 19000000 | THC-AER-AIT-3603 | Compare portable DO analyzer reading to fixed DO meter reading for
THC-TWAS | 41 | 6 months, Polymer mixing tanks, inspection, Make up system no. 1 (1 Millwright) | Tank,Make-up,Polymer Make-up System-1100,Thickening Building | THC-THK-T-1100 | 1000000 | THC-THK-T-1100 | Inspect the
THC-TWAS | 41 | 6 months, Polymer mixing tanks, inspection, Make up system no. 1 (1 Millwright) | Tank,Make-up,Polymer Make-up System-1100,Thickening Building | THC-THK-T-1100 | 2000000 | THC-THK-V-1107 | Inspect the
THC-TWAS | 41 | 6 months, Polymer mixing tanks, inspection, Make up system no. 1 (1 Millwright) | Tank,Make-up,Polymer Make-up System-1100,Thickening Building | THC-THK-T-1100 | 3000000 | THC-THK-MX-1101 | Inspect the
THC-TWAS | 41 | 6 months, Polymer mixing tanks, inspection, Make up system no. 1 (1 Millwright) | Tank,Make-up,Polymer Make-up System-1100,Thickening Building | THC-THK-T-1100 | 4000000 | THC-THK-V-1137 | Inspect the
THC-TWAS | 41 | 6 months, Polymer mixing tanks, inspection, Make up system no. 1 (1 Millwright) | Tank,Mixing,Polymer Make-up System-1100,Thickening Building | THC-THK-T-1120 | 1000000 | THC-THK-T-1120 | Inspect the
THC-TWAS | 41 | 6 months, Polymer mixing tanks, inspection, Make up system no. 1 (1 Millwright) | Tank,Mixing,Polymer Make-up System-1100,Thickening Building | THC-THK-T-1120 | 2000000 | THC-THK-V-1128 | Inspect the
THC-TWAS | 41 | 6 months, Polymer mixing tanks, inspection, Make up system no. 1 (1 Millwright) | Tank,Mixing,Polymer Make-up System-1100,Thickening Building | THC-THK-T-1120 | 3000000 | THC-THK-MX-1124 | Inspect the
THC-TWAS | 41 | 6 months, Polymer mixing tanks, inspection, Make up system no. 1 (1 Millwright) | Tank,Mixing,Polymer Make-up System-1100,Thickening Building | THC-THK-T-1120 | 4000000 | THC-THK-V-1126 | Inspect the
THC-TWAS | 41 | 6 months, Polymer mixing tanks, inspection, Make up system no. 1 (1 Millwright) | Tank,Mixing,Polymer Make-up System-1100,Thickening Building | THC-THK-T-1130 | 1000000 | THC-THK-T-1130 | Inspect the
THC-TWAS | 41 | 6 months, Polymer mixing tanks, inspection, Make up system no. 1 (1 Millwright) | Tank,Mixing,Polymer Make-up System-1100,Thickening Building | THC-THK-T-1130 | 2000000 | THC-THK-V-1138 | Inspect the
THC-TWAS | 41 | 6 months, Polymer mixing tanks, inspection, Make up system no. 1 (1 Millwright) | Tank,Mixing,Polymer Make-up System-1100,Thickening Building | THC-THK-T-1130 | 3000000 | THC-THK-MX-1134 | Inspect the
THC-TWAS | 41 | 6 months, Polymer mixing tanks, inspection, Make up system no. 1 (1 Millwright) | Tank,Mixing,Polymer Make-up System-1100,Thickening Building | THC-THK-T-1130 | 4000000 | THC-THK-V-1136 | Inspect the
THC-TWAS | 42 | 6 months, Polymer mixing tanks, inspection, Make up system no. 1 (1 EICT) | Tank,Make-up,Polymer Make-up System-1100,Thickening Building | THC-THK-T-1100 | 1000000 | THC-THK-PLS-1005 | EI Verification of
THC-TWAS | 42 | 6 months, Polymer mixing tanks, inspection, Make up system no. 1 (1 EICT) | Tank,Make-up,Polymer Make-up System-1100,Thickening Building | THC-THK-T-1100 | 2000000 | THC-THK-PDS-1002 | EI Verification of
THC-TWAS | 42 | 6 months, Polymer mixing tanks, inspection, Make up system no. 1 (1 EICT) | Tank,Make-up,Polymer Make-up System-1100,Thickening Building | THC-THK-T-1100 | 3000000 | THC-THK-PSL-1101 | EI Verification of
THC-TWAS | 42 | 6 months, Polymer mixing tanks, inspection, Make up system no. 1 (1 EICT) | Tank,Make-up,Polymer Make-up System-1100,Thickening Building | THC-THK-T-1100 | 4000000 | THC-THK-LSL-1101 | EI Verification of
THC-TWAS | 42 | 6 months, Polymer mixing tanks, inspection, Make up system no. 1 (1 EICT) | Tank,Mixing,Polymer Make-up System-1100,Thickening Building | THC-THK-T-1120 | 3000000 | THC-THK-LSHH-1123 | EI Verification of
THC-TWAS | 42 | 6 months, Polymer mixing tanks, inspection, Make up system no. 1 (1 EICT) | Tank,Mixing,Polymer Make-up System-1100,Thickening Building | THC-THK-T-1120 | 1000000 | THC-THK-V-1112 | EI Verification of
THC-TWAS | 42 | 6 months, Polymer mixing tanks, inspection, Make up system no. 1 (1 EICT) | Tank,Mixing,Polymer Make-up System-1100,Thickening Building | THC-THK-T-1120 | 4000000 | THC-THK-LSH-1122 | EI Verification of
THC-TWAS | 42 | 6 months, Polymer mixing tanks, inspection, Make up system no. 1 (1 EICT) | Tank,Mixing,Polymer Make-up System-1100,Thickening Building | THC-THK-T-1120 | 2000000 | THC-THK-V-1128 | EI Verification of
THC-TWAS | 42 | 6 months, Polymer mixing tanks, inspection, Make up system no. 1 (1 EICT) | Tank,Mixing,Polymer Make-up System-1100,Thickening Building | THC-THK-T-1120 | 5000000 | THC-THK-LSL-1121 | EI Verification of
THC-TWAS | 42 | 6 months, Polymer mixing tanks, inspection, Make up system no. 1 (1 EICT) | Tank,Mixing,Polymer Make-up System-1100,Thickening Building | THC-THK-T-1120 | 6000000 | THC-THK-MX-1124 | EI Verification of
THC-TWAS | 42 | 6 months, Polymer mixing tanks, inspection, Make up system no. 1 (1 EICT) | Tank,Mixing,Polymer Make-up System-1100,Thickening Building | THC-THK-T-1130 | 1000000 | THC-THK-V-1138 | EI Verification of
THC-TWAS | 42 | 6 months, Polymer mixing tanks, inspection, Make up system no. 1 (1 EICT) | Tank,Mixing,Polymer Make-up System-1100,Thickening Building | THC-THK-T-1130 | 4000000 | THC-THK-LSH-1132 | EI Verification of
THC-TWAS | 42 | 6 months, Polymer mixing tanks, inspection, Make up system no. 1 (1 EICT) | Tank,Mixing,Polymer Make-up System-1100,Thickening Building | THC-THK-T-1130 | 3000000 | THC-THK-LSHH-1133 | EI Verification of
THC-TWAS | 42 | 6 months, Polymer mixing tanks, inspection, Make up system no. 1 (1 EICT) | Tank,Mixing,Polymer Make-up System-1100,Thickening Building | THC-THK-T-1130 | 6000000 | THC-THK-MX-1134 | EI Verification of
THC-TWAS | 42 | 6 months, Polymer mixing tanks, inspection, Make up system no. 1 (1 EICT) | Tank,Mixing,Polymer Make-up System-1100,Thickening Building | THC-THK-T-1130 | 5000000 | THC-THK-LSL-1131 | EI Verification of
THC-WA1-SQ | 5 | 3 months, Spill kit inspection, WA1, Legislative | Spill KIT, WA1, Control Room | THC-SM-SPL-0001 | 2000000 | THC-SM-SPL-0005 | Check the inventory of the kit as per the list located in the spill kit box for
THC-WA1-SQ | 5 | 3 months, Spill kit inspection, WA1, Legislative | Spill KIT, WA1, Control Room | THC-SM-SPL-0001 | 1000000 | THC-SM-SPL-0001 | Check the inventory of the kit as per the list located in the spill kit box for
THC-WA1-SQ | 5 | 3 months, Spill kit inspection, WA1, Legislative | Spill KIT, WA1, Control Room | THC-SM-SPL-0001 | 3000000 | THC-SM-SPL-0006 | Check the inventory of the kit as per the list located in the spill kit box for
THC-WA2-SQ | 9 | Legislative, Liquid Operations, Monthly Safety Check, SCBA units (1 PT) | THC-Routine OIC Inspection Work Area 2 | THC-ROUTINE WA2 | 2000000 | THC-SES-SQ-6109123130 | Check the SCBA units ensure they are functional
THC-WA2-SQ | 9 | Legislative, Liquid Operations, Monthly Safety Check, SCBA units (1 PT) | THC-Routine OIC Inspection Work Area 2 | THC-ROUTINE WA2 | 1000000 | THC-SES-SQ-610977144 | Check the SCBA units ensure they are functional
THC-WA2-SQ | 9 | Legislative, Liquid Operations, Monthly Safety Check, SCBA units (1 PT) | THC-Routine OIC Inspection Work Area 2 | THC-ROUTINE WA2 | 3000000 | THC-SES-SQ-6109123129 | Check the SCBA units ensure they are functional
THC-WA3-SQ | 2 | Legislative, Yearly Inspection & Verification for Lifting Devices, Cranes, Bridges, Monorail, Hoists, Chainfall, Wire rope | THC-LIFTING Equipments | THC-LIFTING | 4000000 | THC-MCS-LD-0002 | Annual inspection verification
THC-WA3-SQ | 2 | Legislative, Yearly Inspection & Verification for Lifting Devices, Cranes, Bridges, Monorail, Hoists, Chainfall, Wire rope | THC-LIFTING Equipments | THC-LIFTING | 1000000 | THC-MCS-CRN-0001 | Annual inspection verification
THC-WA3-SQ | 2 | Legislative, Yearly Inspection & Verification for Lifting Devices, Cranes, Bridges, Monorail, Hoists, Chainfall, Wire rope | THC-LIFTING Equipments | THC-LIFTING | 5000000 | THC-MCS-LD-0003 | Annual inspection verification
THC-WA3-SQ | 2 | Legislative, Yearly Inspection & Verification for Lifting Devices, Cranes, Bridges, Monorail, Hoists, Chainfall, Wire rope | THC-LIFTING Equipments | THC-LIFTING | 2000000 | THC-STR-CRN-0001 | Annual inspection verification
THC-WA3-SQ | 2 | Legislative, Yearly Inspection & Verification for Lifting Devices, Cranes, Bridges, Monorail, Hoists, Chainfall, Wire rope | THC-LIFTING Equipments | THC-LIFTING | 7000000 | THC-MCS-LD-0005 | Annual inspection verification
THC-WA3-SQ | 2 | Legislative, Yearly Inspection & Verification for Lifting Devices, Cranes, Bridges, Monorail, Hoists, Chainfall, Wire rope | THC-LIFTING Equipments | THC-LIFTING | 3000000 | THC-MCS-LD-0001 | Annual inspection verification
THC-WA3-SQ | 2 | Legislative, Yearly Inspection & Verification for Lifting Devices, Cranes, Bridges, Monorail, Hoists, Chainfall, Wire rope | THC-LIFTING Equipments | THC-LIFTING | 9000000 | THC-MCS-LD-0007 | Annual inspection verification
THC-WA3-SQ | 2 | Legislative, Yearly Inspection & Verification for Lifting Devices, Cranes, Bridges, Monorail, Hoists, Chainfall, Wire rope | THC-LIFTING Equipments | THC-LIFTING | 6000000 | THC-MCS-LD-0004 | Annual inspection verification
THC-WA3-SQ | 2 | Legislative, Yearly Inspection & Verification for Lifting Devices, Cranes, Bridges, Monorail, Hoists, Chainfall, Wire rope | THC-LIFTING Equipments | THC-LIFTING | 10000000 | THC-MCS-LD-0008 | Annual inspection verification
THC-WA3-SQ | 2 | Legislative, Yearly Inspection & Verification for Lifting Devices, Cranes, Bridges, Monorail, Hoists, Chainfall, Wire rope | THC-LIFTING Equipments | THC-LIFTING | 8000000 | THC-MCS-LD-0006 | Annual inspection verification
THC-WA3-SQ | 2 | Legislative, Yearly Inspection & Verification for Lifting Devices, Cranes, Bridges, Monorail, Hoists, Chainfall, Wire rope | THC-LIFTING Equipments | THC-LIFTING | 11000000 | THC-MCS-LD-0010 | Annual inspection verification
THC-WA3-SQ | 2 | Legislative, Yearly Inspection & Verification for Lifting Devices, Cranes, Bridges, Monorail, Hoists, Chainfall, Wire rope | THC-LIFTING Equipments | THC-LIFTING | 16000000 | THC-MCS-LD-0016 | Annual inspection verification
THC-WA3-SQ | 2 | Legislative, Yearly Inspection & Verification for Lifting Devices, Cranes, Bridges, Monorail, Hoists, Chainfall, Wire rope | THC-LIFTING Equipments | THC-LIFTING | 12000000 | THC-MCS-LD-0013 | Annual inspection verification
THC-WA3-SQ | 2 | Legislative, Yearly Inspection & Verification for Lifting Devices, Cranes, Bridges, Monorail, Hoists, Chainfall, Wire rope | THC-LIFTING Equipments | THC-LIFTING | 17000000 | THC-MCS-LD-0017 | Annual inspection verification
THC-WA3-SQ | 2 | Legislative, Yearly Inspection & Verification for Lifting Devices, Cranes, Bridges, Monorail, Hoists, Chainfall, Wire rope | THC-LIFTING Equipments | THC-LIFTING | 13000000 | THC-DIS-CRN-0001 | Annual inspection verification
THC-WA3-SQ | 2 | Legislative, Yearly Inspection & Verification for Lifting Devices, Cranes, Bridges, Monorail, Hoists, Chainfall, Wire rope | THC-LIFTING Equipments | THC-LIFTING | 22000000 | THC-INC-LD-0006 | Annual inspection verification
THC-WA3-SQ | 2 | Legislative, Yearly Inspection & Verification for Lifting Devices, Cranes, Bridges, Monorail, Hoists, Chainfall, Wire rope | THC-LIFTING Equipments | THC-LIFTING | 14000000 | THC-MCS-LD-0014 | Annual inspection verification
THC-WA3-SQ | 2 | Legislative, Yearly Inspection & Verification for Lifting Devices, Cranes, Bridges, Monorail, Hoists, Chainfall, Wire rope | THC-LIFTING Equipments | THC-LIFTING | 24000000 | THC-INC-LD-0008 | Annual inspection verification
THC-WA3-SQ | 2 | Legislative, Yearly Inspection & Verification for Lifting Devices, Cranes, Bridges, Monorail, Hoists, Chainfall, Wire rope | THC-LIFTING Equipments | THC-LIFTING | 15000000 | THC-MCS-LD-0015 | Annual inspection verification
THC-WA3-SQ | 2 | Legislative, Yearly Inspection & Verification for Lifting Devices, Cranes, Bridges, Monorail, Hoists, Chainfall, Wire rope | THC-LIFTING Equipments | THC-LIFTING | 26000000 | THC-INC-LD-0010 | Annual inspection verification
THC-WA3-SQ | 2 | Legislative, Yearly Inspection & Verification for Lifting Devices, Cranes, Bridges, Monorail, Hoists, Chainfall, Wire rope | THC-LIFTING Equipments | THC-LIFTING | 18000000 | THC-MCS-LD-0019 | Annual inspection verification
THC-WA3-SQ | 2 | Legislative, Yearly Inspection & Verification for Lifting Devices, Cranes, Bridges, Monorail, Hoists, Chainfall, Wire rope | THC-LIFTING Equipments | THC-LIFTING | 27000000 | THC-INC-CRN-0325 | Annual inspection verification
THC-WA3-SQ | 2 | Legislative, Yearly Inspection & Verification for Lifting Devices, Cranes, Bridges, Monorail, Hoists, Chainfall, Wire rope | THC-LIFTING Equipments | THC-LIFTING | 19000000 | THC-MCS-LD-1-B | Annual inspection verification
THC-WA3-SQ | 2 | Legislative, Yearly Inspection & Verification for Lifting Devices, Cranes, Bridges, Monorail, Hoists, Chainfall, Wire rope | THC-LIFTING Equipments | THC-LIFTING | 28000000 | THC-ACC-CRN-0307 | Annual inspection verification
THC-WA3-SQ | 2 | Legislative, Yearly Inspection & Verification for Lifting Devices, Cranes, Bridges, Monorail, Hoists, Chainfall, Wire rope | THC-LIFTING Equipments | THC-LIFTING | 20000000 | THC-INC-LD-0004 | Annual inspection verification
THC-WA3-SQ | 2 | Legislative, Yearly Inspection & Verification for Lifting Devices, Cranes, Bridges, Monorail, Hoists, Chainfall, Wire rope | THC-LIFTING Equipments | THC-LIFTING | 33000000 | THC-STR-CRN-0002 | Annual inspection verification
THC-WA3-SQ | 2 | Legislative, Yearly Inspection & Verification for Lifting Devices, Cranes, Bridges, Monorail, Hoists, Chainfall, Wire rope | THC-LIFTING Equipments | THC-LIFTING | 21000000 | THC-INC-LD-0005 | Annual inspection verification
THC-WA3-SQ | 2 | Legislative, Yearly Inspection & Verification for Lifting Devices, Cranes, Bridges, Monorail, Hoists, Chainfall, Wire rope | THC-LIFTING Equipments | THC-LIFTING | 34000000 | THC-STR-CRN-0003 | Annual inspection verification
THC-WA3-SQ | 2 | Legislative, Yearly Inspection & Verification for Lifting Devices, Cranes, Bridges, Monorail, Hoists, Chainfall, Wire rope | THC-LIFTING Equipments | THC-LIFTING | 23000000 | THC-INC-LD-0007 | Annual inspection verification
THC-WA3-SQ | 2 | Legislative, Yearly Inspection & Verification for Lifting Devices, Cranes, Bridges, Monorail, Hoists, Chainfall, Wire rope | THC-LIFTING Equipments | THC-LIFTING | 39000000 | THC-PLT-CRN-0002 | Annual inspection verification
THC-WA3-SQ | 2 | Legislative, Yearly Inspection & Verification for Lifting Devices, Cranes, Bridges, Monorail, Hoists, Chainfall, Wire rope | THC-LIFTING Equipments | THC-LIFTING | 25000000 | THC-INC-LD-0009 | Annual inspection verification
THC-WA3-SQ | 2 | Legislative, Yearly Inspection & Verification for Lifting Devices, Cranes, Bridges, Monorail, Hoists, Chainfall, Wire rope | THC-LIFTING Equipments | THC-LIFTING | 42000000 | THC-PRM-CRN-1201 | Annual inspection verification
THC-WA3-SQ | 2 | Legislative, Yearly Inspection & Verification for Lifting Devices, Cranes, Bridges, Monorail, Hoists, Chainfall, Wire rope | THC-LIFTING Equipments | THC-LIFTING | 29000000 | THC-ACC-CRN-0315 | Annual inspection verification
THC-WA3-SQ | 2 | Legislative, Yearly Inspection & Verification for Lifting Devices, Cranes, Bridges, Monorail, Hoists, Chainfall, Wire rope | THC-LIFTING Equipments | THC-LIFTING | 43000000 | THC-INC-LD-0002 | Annual inspection verification
THC-WA3-SQ | 2 | Legislative, Yearly Inspection & Verification for Lifting Devices, Cranes, Bridges, Monorail, Hoists, Chainfall, Wire rope | THC-LIFTING Equipments | THC-LIFTING | 30000000 | THC-DIG-LD-0001 | Annual inspection verification
THC-WA3-SQ | 2 | Legislative, Yearly Inspection & Verification for Lifting Devices, Cranes, Bridges, Monorail, Hoists, Chainfall, Wire rope | THC-LIFTING Equipments | THC-LIFTING | 48000000 | THC-MCS-LD-0000000005 | Annual inspection verification
THC-WA3-SQ | 2 | Legislative, Yearly Inspection & Verification for Lifting Devices, Cranes, Bridges, Monorail, Hoists, Chainfall, Wire rope | THC-LIFTING Equipments | THC-LIFTING | 31000000 | THC-STR-LD-0001 | Annual inspection verification
THC-WA3-SQ | 2 | Legislative, Yearly Inspection & Verification for Lifting Devices, Cranes, Bridges, Monorail, Hoists, Chainfall, Wire rope | THC-LIFTING Equipments | THC-LIFTING | 49000000 | THC-MCS-LD-0000000006 | Annual inspection verification
THC-WA3-SQ | 2 | Legislative, Yearly Inspection & Verification for Lifting Devices, Cranes, Bridges, Monorail, Hoists, Chainfall, Wire rope | THC-LIFTING Equipments | THC-LIFTING | 32000000 | THC-PWA-CRN-0001 | Annual inspection verification
THC-WA3-SQ | 2 | Legislative, Yearly Inspection & Verification for Lifting Devices, Cranes, Bridges, Monorail, Hoists, Chainfall, Wire rope | THC-LIFTING Equipments | THC-LIFTING | 50000000 | THC-MCS-LD-0000000007 | Annual inspection verification
THC-WA3-SQ | 2 | Legislative, Yearly Inspection & Verification for Lifting Devices, Cranes, Bridges, Monorail, Hoists, Chainfall, Wire rope | THC-LIFTING Equipments | THC-LIFTING | 35000000 | THC-STR-CRN-0004 | Annual inspection verification
THC-WA3-SQ | 2 | Legislative, Yearly Inspection & Verification for Lifting Devices, Cranes, Bridges, Monorail, Hoists, Chainfall, Wire rope | THC-LIFTING Equipments | THC-LIFTING | 51000000 | THC-MCS-LD-0000000008 | Annual inspection verification
THC-WA3-SQ | 2 | Legislative, Yearly Inspection & Verification for Lifting Devices, Cranes, Bridges, Monorail, Hoists, Chainfall, Wire rope | THC-LIFTING Equipments | THC-LIFTING | 36000000 | THC-STR-CRN-0005 | Annual inspection verification
THC-WA3-SQ | 2 | Legislative, Yearly Inspection & Verification for Lifting Devices, Cranes, Bridges, Monorail, Hoists, Chainfall, Wire rope | THC-LIFTING Equipments | THC-LIFTING | 54000000 | THC-MCS-LD-0000000011 | Annual inspection verification
THC-WA3-SQ | 2 | Legislative, Yearly Inspection & Verification for Lifting Devices, Cranes, Bridges, Monorail, Hoists, Chainfall, Wire rope | THC-LIFTING Equipments | THC-LIFTING | 37000000 | THC-STR-CRN-0006 | Annual inspection verification
THC-WA3-SQ | 2 | Legislative, Yearly Inspection & Verification for Lifting Devices, Cranes, Bridges, Monorail, Hoists, Chainfall, Wire rope | THC-LIFTING Equipments | THC-LIFTING | 55000000 | THC-MCS-LD-0000000012 | Annual inspection verification
THC-WA3-SQ | 2 | Legislative, Yearly Inspection & Verification for Lifting Devices, Cranes, Bridges, Monorail, Hoists, Chainfall, Wire rope | THC-LIFTING Equipments | THC-LIFTING | 38000000 | THC-PLT-CRN-0001 | Annual inspection verification
THC-WA3-SQ | 2 | Legislative, Yearly Inspection & Verification for Lifting Devices, Cranes, Bridges, Monorail, Hoists, Chainfall, Wire rope | THC-LIFTING Equipments | THC-LIFTING | 56000000 | THC-MCS-LD-0000000013 | Annual inspection verification
THC-WA3-SQ | 2 | Legislative, Yearly Inspection & Verification for Lifting Devices, Cranes, Bridges, Monorail, Hoists, Chainfall, Wire rope | THC-LIFTING Equipments | THC-LIFTING | 40000000 | THC-MCS-LD-0030 | Annual inspection verification
THC-WA3-SQ | 2 | Legislative, Yearly Inspection & Verification for Lifting Devices, Cranes, Bridges, Monorail, Hoists, Chainfall, Wire rope | THC-LIFTING Equipments | THC-LIFTING | 57000000 | THC-MCS-LD-0000000014 | Annual inspection verification
THC-WA3-SQ | 2 | Legislative, Yearly Inspection & Verification for Lifting Devices, Cranes, Bridges, Monorail, Hoists, Chainfall, Wire rope | THC-LIFTING Equipments | THC-LIFTING | 41000000 | THC-MCS-LD-0031 | Annual inspection verification
THC-WA3-SQ | 2 | Legislative, Yearly Inspection & Verification for Lifting Devices, Cranes, Bridges, Monorail, Hoists, Chainfall, Wire rope | THC-LIFTING Equipments | THC-LIFTING | 58000000 | THC-MCS-LD-0000000016 | Annual inspection verification
THC-WA3-SQ | 2 | Legislative, Yearly Inspection & Verification for Lifting Devices, Cranes, Bridges, Monorail, Hoists, Chainfall, Wire rope | THC-LIFTING Equipments | THC-LIFTING | 44000000 | THC-MCS-LD-0000000001 | Annual inspection verification
THC-WA3-SQ | 2 | Legislative, Yearly Inspection & Verification for Lifting Devices, Cranes, Bridges, Monorail, Hoists, Chainfall, Wire rope | THC-LIFTING Equipments | THC-LIFTING | 59000000 | THC-MCS-LD-0000000017 | Annual inspection verification
THC-WA3-SQ | 2 | Legislative, Yearly Inspection & Verification for Lifting Devices, Cranes, Bridges, Monorail, Hoists, Chainfall, Wire rope | THC-LIFTING Equipments | THC-LIFTING | 45000000 | THC-MCS-LD-0000000002 | Annual inspection verification
THC-WA3-SQ | 2 | Legislative, Yearly Inspection & Verification for Lifting Devices, Cranes, Bridges, Monorail, Hoists, Chainfall, Wire rope | THC-LIFTING Equipments | THC-LIFTING | 60000000 | THC-MCS-LD-0000000018 | Annual inspection verification
THC-WA3-SQ | 2 | Legislative, Yearly Inspection & Verification for Lifting Devices, Cranes, Bridges, Monorail, Hoists, Chainfall, Wire rope | THC-LIFTING Equipments | THC-LIFTING | 46000000 | THC-MCS-LD-0000000003 | Annual inspection verification
THC-WA3-SQ | 2 | Legislative, Yearly Inspection & Verification for Lifting Devices, Cranes, Bridges, Monorail, Hoists, Chainfall, Wire rope | THC-LIFTING Equipments | THC-LIFTING | 61000000 | THC-MCS-LD-0000000019 | Annual inspection verification
THC-WA3-SQ | 2 | Legislative, Yearly Inspection & Verification for Lifting Devices, Cranes, Bridges, Monorail, Hoists, Chainfall, Wire rope | THC-LIFTING Equipments | THC-LIFTING | 47000000 | THC-MCS-LD-0000000004 | Annual inspection verification
THC-WA3-SQ | 2 | Legislative, Yearly Inspection & Verification for Lifting Devices, Cranes, Bridges, Monorail, Hoists, Chainfall, Wire rope | THC-LIFTING Equipments | THC-LIFTING | 62000000 | THC-MCS-LD-0000000020 | Annual inspection verification
THC-WA3-SQ | 2 | Legislative, Yearly Inspection & Verification for Lifting Devices, Cranes, Bridges, Monorail, Hoists, Chainfall, Wire rope | THC-LIFTING Equipments | THC-LIFTING | 52000000 | THC-MCS-LD-0000000009 | Annual inspection verification
THC-WA3-SQ | 2 | Legislative, Yearly Inspection & Verification for Lifting Devices, Cranes, Bridges, Monorail, Hoists, Chainfall, Wire rope | THC-LIFTING Equipments | THC-LIFTING | 64000000 | THC-MCS-LD-0000000022 | Annual inspection verification
THC-WA3-SQ | 2 | Legislative, Yearly Inspection & Verification for Lifting Devices, Cranes, Bridges, Monorail, Hoists, Chainfall, Wire rope | THC-LIFTING Equipments | THC-LIFTING | 53000000 | THC-MCS-LD-0000000010 | Annual inspection verification
THC-WA3-SQ | 2 | Legislative, Yearly Inspection & Verification for Lifting Devices, Cranes, Bridges, Monorail, Hoists, Chainfall, Wire rope | THC-LIFTING Equipments | THC-LIFTING | 65000000 | THC-MCS-LD-0000000023 | Annual inspection verification
THC-WA3-SQ | 2 | Legislative, Yearly Inspection & Verification for Lifting Devices, Cranes, Bridges, Monorail, Hoists, Chainfall, Wire rope | THC-LIFTING Equipments | THC-LIFTING | 63000000 | THC-MCS-LD-0000000021 | Annual inspection verification
THC-WA3-SQ | 2 | Legislative, Yearly Inspection & Verification for Lifting Devices, Cranes, Bridges, Monorail, Hoists, Chainfall, Wire rope | THC-LIFTING Equipments | THC-LIFTING | 67000000 | THC-MCS-LD-0000000025 | Annual inspection verification
THC-WA3-SQ | 2 | Legislative, Yearly Inspection & Verification for Lifting Devices, Cranes, Bridges, Monorail, Hoists, Chainfall, Wire rope | THC-LIFTING Equipments | THC-LIFTING | 66000000 | THC-MCS-LD-0000000024 | Annual inspection verification
THC-WA3-SQ | 2 | Legislative, Yearly Inspection & Verification for Lifting Devices, Cranes, Bridges, Monorail, Hoists, Chainfall, Wire rope | THC-LIFTING Equipments | THC-LIFTING | 70000000 | THC-MCS-LD-0000000028 | Annual inspection verification
THC-WA3-SQ | 2 | Legislative, Yearly Inspection & Verification for Lifting Devices, Cranes, Bridges, Monorail, Hoists, Chainfall, Wire rope | THC-LIFTING Equipments | THC-LIFTING | 68000000 | THC-MCS-LD-0000000026 | Annual inspection verification
THC-WA3-SQ | 2 | Legislative, Yearly Inspection & Verification for Lifting Devices, Cranes, Bridges, Monorail, Hoists, Chainfall, Wire rope | THC-LIFTING Equipments | THC-LIFTING | 72000000 | THC-MCS-LD-0000000030 | Annual inspection verification
THC-WA3-SQ | 2 | Legislative, Yearly Inspection & Verification for Lifting Devices, Cranes, Bridges, Monorail, Hoists, Chainfall, Wire rope | THC-LIFTING Equipments | THC-LIFTING | 69000000 | THC-MCS-LD-0000000027 | Annual inspection verification
THC-WA3-SQ | 2 | Legislative, Yearly Inspection & Verification for Lifting Devices, Cranes, Bridges, Monorail, Hoists, Chainfall, Wire rope | THC-LIFTING Equipments | THC-LIFTING | 73000000 | THC-MCS-LD-0032 | Annual inspection verification
THC-WA3-SQ | 2 | Legislative, Yearly Inspection & Verification for Lifting Devices, Cranes, Bridges, Monorail, Hoists, Chainfall, Wire rope | THC-LIFTING Equipments | THC-LIFTING | 71000000 | THC-MCS-LD-0000000029 | Annual inspection verification
THC-WA3-SQ | 2 | Legislative, Yearly Inspection & Verification for Lifting Devices, Cranes, Bridges, Monorail, Hoists, Chainfall, Wire rope | THC-LIFTING Equipments | THC-LIFTING | 74000000 | THC-MCS-LD-0033 | Annual inspection verification
THC-WA3-SQ | 2 | Legislative, Yearly Inspection & Verification for Lifting Devices, Cranes, Bridges, Monorail, Hoists, Chainfall, Wire rope | THC-LIFTING Equipments | THC-LIFTING | 75000000 | THC-MCS-LD-0034 | Annual inspection verification
THC-WA3-SQ | 2 | Legislative, Yearly Inspection & Verification for Lifting Devices, Cranes, Bridges, Monorail, Hoists, Chainfall, Wire rope | THC-LIFTING Equipments | THC-LIFTING | 76000000 | THC-MCS-LD-0619-001 | Annual inspection verification
THC-WA3-SQ | 2 | Legislative, Yearly Inspection & Verification for Lifting Devices, Cranes, Bridges, Monorail, Hoists, Chainfall, Wire rope | THC-LIFTING Equipments | THC-LIFTING | 77000000 | THC-MCS-LD-10041452 | Annual inspection verification
THC-WA3-SQ | 2 | Legislative, Yearly Inspection & Verification for Lifting Devices, Cranes, Bridges, Monorail, Hoists, Chainfall, Wire rope | THC-LIFTING Equipments | THC-LIFTING | 79000000 | THC-MCS-LD-10906950 | Annual inspection verification
THC-WA3-SQ | 2 | Legislative, Yearly Inspection & Verification for Lifting Devices, Cranes, Bridges, Monorail, Hoists, Chainfall, Wire rope | THC-LIFTING Equipments | THC-LIFTING | 78000000 | THC-MCS-LD-10595 | Annual inspection verification
THC-WA3-SQ | 2 | Legislative, Yearly Inspection & Verification for Lifting Devices, Cranes, Bridges, Monorail, Hoists, Chainfall, Wire rope | THC-LIFTING Equipments | THC-LIFTING | 85000000 | THC-MCS-LD-14040247 | Annual inspection verification
THC-WA3-SQ | 2 | Legislative, Yearly Inspection & Verification for Lifting Devices, Cranes, Bridges, Monorail, Hoists, Chainfall, Wire rope | THC-LIFTING Equipments | THC-LIFTING | 80000000 | THC-MCS-LD-11157199 | Annual inspection verification
THC-WA3-SQ | 2 | Legislative, Yearly Inspection & Verification for Lifting Devices, Cranes, Bridges, Monorail, Hoists, Chainfall, Wire rope | THC-LIFTING Equipments | THC-LIFTING | 87000000 | THC-MCS-LD-1456 | Annual inspection verification
THC-WA3-SQ | 2 | Legislative, Yearly Inspection & Verification for Lifting Devices, Cranes, Bridges, Monorail, Hoists, Chainfall, Wire rope | THC-LIFTING Equipments | THC-LIFTING | 81000000 | THC-MCS-LD-1119-008 | Annual inspection verification
THC-WA3-SQ | 2 | Legislative, Yearly Inspection & Verification for Lifting Devices, Cranes, Bridges, Monorail, Hoists, Chainfall, Wire rope | THC-LIFTING Equipments | THC-LIFTING | 89000000 | THC-MCS-LD-150607146 | Annual inspection verification
THC-WA3-SQ | 2 | Legislative, Yearly Inspection & Verification for Lifting Devices, Cranes, Bridges, Monorail, Hoists, Chainfall, Wire rope | THC-LIFTING Equipments | THC-LIFTING | 82000000 | THC-MCS-LD-11374 | Annual inspection verification
THC-WA3-SQ | 2 | Legislative, Yearly Inspection & Verification for Lifting Devices, Cranes, Bridges, Monorail, Hoists, Chainfall, Wire rope | THC-LIFTING Equipments | THC-LIFTING | 90000000 | THC-MCS-LD-150708221 | Annual inspection verification
THC-WA3-SQ | 2 | Legislative, Yearly Inspection & Verification for Lifting Devices, Cranes, Bridges, Monorail, Hoists, Chainfall, Wire rope | THC-LIFTING Equipments | THC-LIFTING | 83000000 | THC-MCS-LD-1312302753 | Annual inspection verification
THC-WA3-SQ | 2 | Legislative, Yearly Inspection & Verification for Lifting Devices, Cranes, Bridges, Monorail, Hoists, Chainfall, Wire rope | THC-LIFTING Equipments | THC-LIFTING | 94000000 | THC-MCS-LD-164876BW1 | Annual inspection verification
THC-WA3-SQ | 2 | Legislative, Yearly Inspection & Verification for Lifting Devices, Cranes, Bridges, Monorail, Hoists, Chainfall, Wire rope | THC-LIFTING Equipments | THC-LIFTING | 84000000 | THC-MCS-LD-1385140 | Annual inspection verification
THC-WA3-SQ | 2 | Legislative, Yearly Inspection & Verification for Lifting Devices, Cranes, Bridges, Monorail, Hoists, Chainfall, Wire rope | THC-LIFTING Equipments | THC-LIFTING | 96000000 | THC-MCS-LD-164876BW3 | Annual inspection verification
THC-WA3-SQ | 2 | Legislative, Yearly Inspection & Verification for Lifting Devices, Cranes, Bridges, Monorail, Hoists, Chainfall, Wire rope | THC-LIFTING Equipments | THC-LIFTING | 86000000 | THC-MCS-LD-140707035 | Annual inspection verification
THC-WA3-SQ | 2 | Legislative, Yearly Inspection & Verification for Lifting Devices, Cranes, Bridges, Monorail, Hoists, Chainfall, Wire rope | THC-LIFTING Equipments | THC-LIFTING | 97000000 | THC-MCS-LD-164876BW4 | Annual inspection verification
THC-WA3-SQ | 2 | Legislative, Yearly Inspection & Verification for Lifting Devices, Cranes, Bridges, Monorail, Hoists, Chainfall, Wire rope | THC-LIFTING Equipments | THC-LIFTING | 88000000 | THC-MCS-LD-150506266 | Annual inspection verification
THC-WA3-SQ | 2 | Legislative, Yearly Inspection & Verification for Lifting Devices, Cranes, Bridges, Monorail, Hoists, Chainfall, Wire rope | THC-LIFTING Equipments | THC-LIFTING | 110000000 | THC-MCS-LD-61215972 | Annual inspection verification
THC-WA3-SQ | 2 | Legislative, Yearly Inspection & Verification for Lifting Devices, Cranes, Bridges, Monorail, Hoists, Chainfall, Wire rope | THC-LIFTING Equipments | THC-LIFTING | 91000000 | THC-MCS-LD-150708238 | Annual inspection verification
THC-WA3-SQ | 2 | Legislative, Yearly Inspection & Verification for Lifting Devices, Cranes, Bridges, Monorail, Hoists, Chainfall, Wire rope | THC-LIFTING Equipments | THC-LIFTING | 113000000 | THC-MCS-LD-61817106 | Annual inspection verification
THC-WA3-SQ | 2 | Legislative, Yearly Inspection & Verification for Lifting Devices, Cranes, Bridges, Monorail, Hoists, Chainfall, Wire rope | THC-LIFTING Equipments | THC-LIFTING | 92000000 | THC-MCS-LD-1603288 | Annual inspection verification
THC-WA3-SQ | 2 | Legislative, Yearly Inspection & Verification for Lifting Devices, Cranes, Bridges, Monorail, Hoists, Chainfall, Wire rope | THC-LIFTING Equipments | THC-LIFTING | 118000000 | THC-MCS-LD-9101539633 | Annual inspection verification
THC-WA3-SQ | 2 | Legislative, Yearly Inspection & Verification for Lifting Devices, Cranes, Bridges, Monorail, Hoists, Chainfall, Wire rope | THC-LIFTING Equipments | THC-LIFTING | 93000000 | THC-MCS-LD-16110025 | Annual inspection verification
THC-WA3-SQ | 2 | Legislative, Yearly Inspection & Verification for Lifting Devices, Cranes, Bridges, Monorail, Hoists, Chainfall, Wire rope | THC-LIFTING Equipments | THC-LIFTING | 119000000 | THC-MCS-LD-91987 | Annual inspection verification
THC-WA3-SQ | 2 | Legislative, Yearly Inspection & Verification for Lifting Devices, Cranes, Bridges, Monorail, Hoists, Chainfall, Wire rope | THC-LIFTING Equipments | THC-LIFTING | 95000000 | THC-MCS-LD-164876BW2 | Annual inspection verification
THC-WA3-SQ | 2 | Legislative, Yearly Inspection & Verification for Lifting Devices, Cranes, Bridges, Monorail, Hoists, Chainfall, Wire rope | THC-LIFTING Equipments | THC-LIFTING | 121000000 | THC-MCS-LD-CK430XG | Annual inspection verification
THC-WA3-SQ | 2 | Legislative, Yearly Inspection & Verification for Lifting Devices, Cranes, Bridges, Monorail, Hoists, Chainfall, Wire rope | THC-LIFTING Equipments | THC-LIFTING | 98000000 | THC-MCS-LD-173869 | Annual inspection verification
THC-WA3-SQ | 2 | Legislative, Yearly Inspection & Verification for Lifting Devices, Cranes, Bridges, Monorail, Hoists, Chainfall, Wire rope | THC-LIFTING Equipments | THC-LIFTING | 122000000 | THC-MCS-LD-CK4448XG | Annual inspection verification
THC-WA3-SQ | 2 | Legislative, Yearly Inspection & Verification for Lifting Devices, Cranes, Bridges, Monorail, Hoists, Chainfall, Wire rope | THC-LIFTING Equipments | THC-LIFTING | 99000000 | THC-MCS-LD-20 | Annual inspection verification
THC-WA3-SQ | 2 | Legislative, Yearly Inspection & Verification for Lifting Devices, Cranes, Bridges, Monorail, Hoists, Chainfall, Wire rope | THC-LIFTING Equipments | THC-LIFTING | 125000000 | THC-MCS-LD-EC1E3710VX | Annual inspection verification
THC-WA3-SQ | 2 | Legislative, Yearly Inspection & Verification for Lifting Devices, Cranes, Bridges, Monorail, Hoists, Chainfall, Wire rope | THC-LIFTING Equipments | THC-LIFTING | 100000000 | THC-MCS-LD-206218 | Annual inspection verification
THC-WA3-SQ | 2 | Legislative, Yearly Inspection & Verification for Lifting Devices, Cranes, Bridges, Monorail, Hoists, Chainfall, Wire rope | THC-LIFTING Equipments | THC-LIFTING | 127000000 | THC-MCS-LD-GJMA0102AF | Annual inspection verification
THC-WA3-SQ | 2 | Legislative, Yearly Inspection & Verification for Lifting Devices, Cranes, Bridges, Monorail, Hoists, Chainfall, Wire rope | THC-LIFTING Equipments | THC-LIFTING | 101000000 | THC-MCS-LD-2084 | Annual inspection verification
THC-WA3-SQ | 2 | Legislative, Yearly Inspection & Verification for Lifting Devices, Cranes, Bridges, Monorail, Hoists, Chainfall, Wire rope | THC-LIFTING Equipments | THC-LIFTING | 128000000 | THC-MCS-LD-HLW27185 | Annual inspection verification
THC-WA3-SQ | 2 | Legislative, Yearly Inspection & Verification for Lifting Devices, Cranes, Bridges, Monorail, Hoists, Chainfall, Wire rope | THC-LIFTING Equipments | THC-LIFTING | 102000000 | THC-MCS-LD-21153 | Annual inspection verification
THC-WA3-SQ | 2 | Legislative, Yearly Inspection & Verification for Lifting Devices, Cranes, Bridges, Monorail, Hoists, Chainfall, Wire rope | THC-LIFTING Equipments | THC-LIFTING | 130000000 | THC-MCS-LD-JMA3845WB | Annual inspection verification
THC-WA3-SQ | 2 | Legislative, Yearly Inspection & Verification for Lifting Devices, Cranes, Bridges, Monorail, Hoists, Chainfall, Wire rope | THC-LIFTING Equipments | THC-LIFTING | 103000000 | THC-MCS-LD-36650015 | Annual inspection verification
THC-WA3-SQ | 2 | Legislative, Yearly Inspection & Verification for Lifting Devices, Cranes, Bridges, Monorail, Hoists, Chainfall, Wire rope | THC-LIFTING Equipments | THC-LIFTING | 133000000 | THC-MCS-LD-L6L95SJ | Annual inspection verification
THC-WA3-SQ | 2 | Legislative, Yearly Inspection & Verification for Lifting Devices, Cranes, Bridges, Monorail, Hoists, Chainfall, Wire rope | THC-LIFTING Equipments | THC-LIFTING | 104000000 | THC-MCS-LD-401142 | Annual inspection verification
THC-WA3-SQ | 2 | Legislative, Yearly Inspection & Verification for Lifting Devices, Cranes, Bridges, Monorail, Hoists, Chainfall, Wire rope | THC-LIFTING Equipments | THC-LIFTING | 135000000 | THC-MCS-LD-P2675 | Annual inspection verification
THC-WA3-SQ | 2 | Legislative, Yearly Inspection & Verification for Lifting Devices, Cranes, Bridges, Monorail, Hoists, Chainfall, Wire rope | THC-LIFTING Equipments | THC-LIFTING | 105000000 | THC-MCS-LD-494100 | Annual inspection verification
THC-WA3-SQ | 2 | Legislative, Yearly Inspection & Verification for Lifting Devices, Cranes, Bridges, Monorail, Hoists, Chainfall, Wire rope | THC-LIFTING Equipments | THC-LIFTING | 139000000 | THC-MCS-CRN-5202 | Annual inspection verification
THC-WA3-SQ | 2 | Legislative, Yearly Inspection & Verification for Lifting Devices, Cranes, Bridges, Monorail, Hoists, Chainfall, Wire rope | THC-LIFTING Equipments | THC-LIFTING | 106000000 | THC-MCS-LD-5123985 | Annual inspection verification
THC-WA3-SQ | 2 | Legislative, Yearly Inspection & Verification for Lifting Devices, Cranes, Bridges, Monorail, Hoists, Chainfall, Wire rope | THC-LIFTING Equipments | THC-LIFTING | 145000000 | THC-THK-CRN-0001 | Annual inspection verification
THC-WA3-SQ | 2 | Legislative, Yearly Inspection & Verification for Lifting Devices, Cranes, Bridges, Monorail, Hoists, Chainfall, Wire rope | THC-LIFTING Equipments | THC-LIFTING | 107000000 | THC-MCS-LD-543313 | Annual inspection verification
THC-WA3-SQ | 2 | Legislative, Yearly Inspection & Verification for Lifting Devices, Cranes, Bridges, Monorail, Hoists, Chainfall, Wire rope | THC-LIFTING Equipments | THC-LIFTING | 148000000 | THC-THK-M-1100 | Annual inspection verification
THC-WA3-SQ | 2 | Legislative, Yearly Inspection & Verification for Lifting Devices, Cranes, Bridges, Monorail, Hoists, Chainfall, Wire rope | THC-LIFTING Equipments | THC-LIFTING | 108000000 | THC-MCS-LD-603615 | Annual inspection verification
THC-WA3-SQ | 2 | Legislative, Yearly Inspection & Verification for Lifting Devices, Cranes, Bridges, Monorail, Hoists, Chainfall, Wire rope | THC-LIFTING Equipments | THC-LIFTING | 149000000 | THC-THK-M-1200 | Annual inspection verification
THC-WA3-SQ | 2 | Legislative, Yearly Inspection & Verification for Lifting Devices, Cranes, Bridges, Monorail, Hoists, Chainfall, Wire rope | THC-LIFTING Equipments | THC-LIFTING | 109000000 | THC-MCS-LD-603618 | Annual inspection verification
THC-WA3-SQ | 2 | Legislative, Yearly Inspection & Verification for Lifting Devices, Cranes, Bridges, Monorail, Hoists, Chainfall, Wire rope | THC-LIFTING Equipments | THC-LIFTING | 150000000 | THC-MCS-LD-0000000005 | Annual inspection verification
THC-WA3-SQ | 2 | Legislative, Yearly Inspection & Verification for Lifting Devices, Cranes, Bridges, Monorail, Hoists, Chainfall, Wire rope | THC-LIFTING Equipments | THC-LIFTING | 111000000 | THC-MCS-LD-61510249 | Annual inspection verification
THC-WA3-SQ | 2 | Legislative, Yearly Inspection & Verification for Lifting Devices, Cranes, Bridges, Monorail, Hoists, Chainfall, Wire rope | THC-LIFTING Equipments | THC-LIFTING | 151000000 | THC-MCS-LD-0000000006 | Annual inspection verification
THC-WA3-SQ | 2 | Legislative, Yearly Inspection & Verification for Lifting Devices, Cranes, Bridges, Monorail, Hoists, Chainfall, Wire rope | THC-LIFTING Equipments | THC-LIFTING | 112000000 | THC-MCS-LD-61803715 | Annual inspection verification
THC-WA3-SQ | 2 | Legislative, Yearly Inspection & Verification for Lifting Devices, Cranes, Bridges, Monorail, Hoists, Chainfall, Wire rope | THC-LIFTING Equipments | THC-LIFTING | 114000000 | THC-MCS-LD-65C1123 | Annual inspection verification
THC-WA3-SQ | 2 | Legislative, Yearly Inspection & Verification for Lifting Devices, Cranes, Bridges, Monorail, Hoists, Chainfall, Wire rope | THC-LIFTING Equipments | THC-LIFTING | 115000000 | THC-MCS-LD-781 | Annual inspection verification
THC-WA3-SQ | 2 | Legislative, Yearly Inspection & Verification for Lifting Devices, Cranes, Bridges, Monorail, Hoists, Chainfall, Wire rope | THC-LIFTING Equipments | THC-LIFTING | 116000000 | THC-MCS-LD-790208 | Annual inspection verification
THC-WA3-SQ | 2 | Legislative, Yearly Inspection & Verification for Lifting Devices, Cranes, Bridges, Monorail, Hoists, Chainfall, Wire rope | THC-LIFTING Equipments | THC-LIFTING | 117000000 | THC-MCS-LD-81879 | Annual inspection verification
THC-WA3-SQ | 2 | Legislative, Yearly Inspection & Verification for Lifting Devices, Cranes, Bridges, Monorail, Hoists, Chainfall, Wire rope | THC-LIFTING Equipments | THC-LIFTING | 120000000 | THC-MCS-LD-A7530 | Annual inspection verification
THC-WA3-SQ | 2 | Legislative, Yearly Inspection & Verification for Lifting Devices, Cranes, Bridges, Monorail, Hoists, Chainfall, Wire rope | THC-LIFTING Equipments | THC-LIFTING | 123000000 | THC-MCS-LD-CK4449XG | Annual inspection verification
THC-WA3-SQ | 2 | Legislative, Yearly Inspection & Verification for Lifting Devices, Cranes, Bridges, Monorail, Hoists, Chainfall, Wire rope | THC-LIFTING Equipments | THC-LIFTING | 124000000 | THC-MCS-LD-CW01205 | Annual inspection verification
THC-WA3-SQ | 2 | Legislative, Yearly Inspection & Verification for Lifting Devices, Cranes, Bridges, Monorail, Hoists, Chainfall, Wire rope | THC-LIFTING Equipments | THC-LIFTING | 126000000 | THC-MCS-LD-G1241122 | Annual inspection verification
THC-WA3-SQ | 2 | Legislative, Yearly Inspection & Verification for Lifting Devices, Cranes, Bridges, Monorail, Hoists, Chainfall, Wire rope | THC-LIFTING Equipments | THC-LIFTING | 129000000 | THC-MCS-LD-IR12188 | Annual inspection verification
THC-WA3-SQ | 2 | Legislative, Yearly Inspection & Verification for Lifting Devices, Cranes, Bridges, Monorail, Hoists, Chainfall, Wire rope | THC-LIFTING Equipments | THC-LIFTING | 131000000 | THC-MCS-LD-JMA3846WB | Annual inspection verification
THC-WA3-SQ | 2 | Legislative, Yearly Inspection & Verification for Lifting Devices, Cranes, Bridges, Monorail, Hoists, Chainfall, Wire rope | THC-LIFTING Equipments | THC-LIFTING | 132000000 | THC-MCS-LD-L-10097 | Annual inspection verification
THC-WA3-SQ | 2 | Legislative, Yearly Inspection & Verification for Lifting Devices, Cranes, Bridges, Monorail, Hoists, Chainfall, Wire rope | THC-LIFTING Equipments | THC-LIFTING | 134000000 | THC-MCS-LD-LC-001EB | Annual inspection verification
THC-WA3-SQ | 2 | Legislative, Yearly Inspection & Verification for Lifting Devices, Cranes, Bridges, Monorail, Hoists, Chainfall, Wire rope | THC-LIFTING Equipments | THC-LIFTING | 136000000 | THC-MCS-LD-S4608XK | Annual inspection verification
THC-WA3-SQ | 2 | Legislative, Yearly Inspection & Verification for Lifting Devices, Cranes, Bridges, Monorail, Hoists, Chainfall, Wire rope | THC-LIFTING Equipments | THC-LIFTING | 137000000 | THC-MCS-LD-SO-S55845 | Annual inspection verification
THC-WA3-SQ | 2 | Legislative, Yearly Inspection & Verification for Lifting Devices, Cranes, Bridges, Monorail, Hoists, Chainfall, Wire rope | THC-LIFTING Equipments | THC-LIFTING | 138000000 | THC-MCS-LD-WA0114 | Annual inspection verification
THC-WA3-SQ | 2 | Legislative, Yearly Inspection & Verification for Lifting Devices, Cranes, Bridges, Monorail, Hoists, Chainfall, Wire rope | THC-LIFTING Equipments | THC-LIFTING | 140000000 | THC-MCS-CRN-6001 | Annual inspection verification
THC-WA3-SQ | 2 | Legislative, Yearly Inspection & Verification for Lifting Devices, Cranes, Bridges, Monorail, Hoists, Chainfall, Wire rope | THC-LIFTING Equipments | THC-LIFTING | 141000000 | THC-MCS-CRN-6002 | Annual inspection verification
THC-WA3-SQ | 2 | Legislative, Yearly Inspection & Verification for Lifting Devices, Cranes, Bridges, Monorail, Hoists, Chainfall, Wire rope | THC-LIFTING Equipments | THC-LIFTING | 142000000 | THC-MCS-CRN-6003 | Annual inspection verification
THC-WA3-SQ | 2 | Legislative, Yearly Inspection & Verification for Lifting Devices, Cranes, Bridges, Monorail, Hoists, Chainfall, Wire rope | THC-LIFTING Equipments | THC-LIFTING | 143000000 | THC-MCS-CRN-6004 | Annual inspection verification
THC-WA3-SQ | 2 | Legislative, Yearly Inspection & Verification for Lifting Devices, Cranes, Bridges, Monorail, Hoists, Chainfall, Wire rope | THC-LIFTING Equipments | THC-LIFTING | 144000000 | THC-MCS-CRN-6005 | Annual inspection verification
THC-WA3-SQ | 2 | Legislative, Yearly Inspection & Verification for Lifting Devices, Cranes, Bridges, Monorail, Hoists, Chainfall, Wire rope | THC-LIFTING Equipments | THC-LIFTING | 146000000 | THC-THK-CRN-0002 | Annual inspection verification
THC-WA3-SQ | 2 | Legislative, Yearly Inspection & Verification for Lifting Devices, Cranes, Bridges, Monorail, Hoists, Chainfall, Wire rope | THC-LIFTING Equipments | THC-LIFTING | 147000000 | THC-ELS-WR-2405 | Annual inspection verification
THC-WA3-SQ | 3 | 1 Year Elevator PM (Legislative) | Elevator | THC-ELEVATOR | 2000000 | THC-INC-ELV-0002 | Inspection verification
THC-WA3-SQ | 3 | 1 Year Elevator PM (Legislative) | Elevator | THC-ELEVATOR | 1000000 | THC-INC-ELV-0001 | Inspection verification
THC-WA3-SQ | 3 | 1 Year Elevator PM (Legislative) | Elevator | THC-ELEVATOR | 4000000 | THC-INC-ELV-0003 | Inspection verification
THC-WA3-SQ | 5 | 5 years Elevator PM | Elevator | THC-ELEVATOR | 2000000 | THC-INC-ELV-0001 | Inspection verification
THC-WA3-SQ | 5 | 5 years Elevator PM | Elevator | THC-ELEVATOR | 4000000 | THC-INC-ELV-0003 | Inspection verification
THC-WA3-SQ | 5 | 5 years Elevator PM | Elevator | THC-ELEVATOR | 5000000 | THC-INC-ELV-0002 | Inspection verification
THC-WA3-SQ | 7 | Legislative, Annually Inspection Self-Contained Breathing Apparatus (SCBA)- CSA B339; CSA B340 | SCBA Units, virtual entity | THC-SES-SQ-SCBA | 3000000 | THC-SES-SQ-610958653 | Complete SCBA Test for
THC-WA3-SQ | 7 | Legislative, Annually Inspection Self-Contained Breathing Apparatus (SCBA)- CSA B339; CSA B340 | SCBA Units, virtual entity | THC-SES-SQ-SCBA | 1000000 | THC-SES-SQ-610956576 | Complete SCBA Test for
THC-WA3-SQ | 7 | Legislative, Annually Inspection Self-Contained Breathing Apparatus (SCBA)- CSA B339; CSA B340 | SCBA Units, virtual entity | THC-SES-SQ-SCBA | 4000000 | THC-SES-SQ-610958663 | Complete SCBA Test for
THC-WA3-SQ | 7 | Legislative, Annually Inspection Self-Contained Breathing Apparatus (SCBA)- CSA B339; CSA B340 | SCBA Units, virtual entity | THC-SES-SQ-SCBA | 2000000 | THC-SES-SQ-610957749 | Complete SCBA Test for
THC-WA3-SQ | 7 | Legislative, Annually Inspection Self-Contained Breathing Apparatus (SCBA)- CSA B339; CSA B340 | SCBA Units, virtual entity | THC-SES-SQ-SCBA | 5000000 | THC-SES-SQ-610958665 | Complete SCBA Test for
THC-WA3-SQ | 7 | Legislative, Annually Inspection Self-Contained Breathing Apparatus (SCBA)- CSA B339; CSA B340 | SCBA Units, virtual entity | THC-SES-SQ-SCBA | 6000000 | THC-SES-SQ-610977144 | Complete SCBA Test for
THC-WA3-SQ | 7 | Legislative, Annually Inspection Self-Contained Breathing Apparatus (SCBA)- CSA B339; CSA B340 | SCBA Units, virtual entity | THC-SES-SQ-SCBA | 7000000 | THC-SES-SQ-610978456 | Complete SCBA Test for
THC-WA3-SQ | 18 | Legislative, Every 5 Years Hydrostatic Test for Steel or Aluminum, a calibrated expansion pressure test of the structural integrity Self-Contained Breathing Apparatus (SCBA)- 11.6.2.1 , CSA B339-2002 | SCBA Units, virtual entity | THC-SES-SQ-SCBA | 1000000 | THC-SES-SQ-610977144 | Complete SCBA Test for
THC-WA3-SQ | 18 | Legislative, Every 5 Years Hydrostatic Test for Steel or Aluminum, a calibrated expansion pressure test of the structural integrity Self-Contained Breathing Apparatus (SCBA)- 11.6.2.1 , CSA B339-2002 | SCBA Units, virtual entity | THC-SES-SQ-SCBA | 2000000 | THC-SES-SQ-610978456 | Complete SCBA Test for
THC-WA4-SQ | 17 | Legislative, Annual Inspection and Calibration for Gas Detection System in Digestion Building and Explosive Gas Analyzers in Incineration Bldg. | Analyzer, Explosive Gas, Building M and Main Tunnel Zones GD1 to GD7 | THC-INC-AIT-0005 | 4000000 | THC-INC-AIT-3004A | Calibrate the sensor
THC-WA4-SQ | 17 | Legislative, Annual Inspection and Calibration for Gas Detection System in Digestion Building and Explosive Gas Analyzers in Incineration Bldg. | Analyzer, Explosive Gas, Building M and Main Tunnel Zones GD1 to GD7 | THC-INC-AIT-0005 | 1000000 | THC-INC-AIT-3001 | Calibrate the sensor
THC-WA4-SQ | 17 | Legislative, Annual Inspection and Calibration for Gas Detection System in Digestion Building and Explosive Gas Analyzers in Incineration Bldg. | Analyzer, Explosive Gas, Building M and Main Tunnel Zones GD1 to GD7 | THC-INC-AIT-0005 | 5000000 | THC-INC-AIT-3005 | Calibrate the sensor
THC-WA4-SQ | 17 | Legislative, Annual Inspection and Calibration for Gas Detection System in Digestion Building and Explosive Gas Analyzers in Incineration Bldg. | Analyzer, Explosive Gas, Building M and Main Tunnel Zones GD1 to GD7 | THC-INC-AIT-0005 | 2000000 | THC-INC-AIT-3002 | Calibrate the sensor
THC-WA4-SQ | 17 | Legislative, Annual Inspection and Calibration for Gas Detection System in Digestion Building and Explosive Gas Analyzers in Incineration Bldg. | Analyzer, Explosive Gas, Building M and Main Tunnel Zones GD1 to GD7 | THC-INC-AIT-0005 | 6000000 | THC-INC-AIT-3006 | Calibrate the sensor
THC-WA4-SQ | 17 | Legislative, Annual Inspection and Calibration for Gas Detection System in Digestion Building and Explosive Gas Analyzers in Incineration Bldg. | Analyzer, Explosive Gas, Building M and Main Tunnel Zones GD1 to GD7 | THC-INC-AIT-0005 | 3000000 | THC-INC-AIT-3003 | Calibrate the sensor
THC-WA4-SQ | 17 | Legislative, Annual Inspection and Calibration for Gas Detection System in Digestion Building and Explosive Gas Analyzers in Incineration Bldg. | Analyzer, Explosive Gas, Building M and Main Tunnel Zones GD1 to GD7 | THC-INC-AIT-0005 | 7000000 | THC-INC-AIT-3007 | Calibrate the sensor
THC-WA4-SQ | 17 | Legislative, Annual Inspection and Calibration for Gas Detection System in Digestion Building and Explosive Gas Analyzers in Incineration Bldg. | Analyzer, Explosive Gas, Building M and Main Tunnel Zones GD1 to GD7 | THC-INC-AIT-0005 | 11000000 | THC-INC-AIT-3011 | Calibrate the sensor
THC-WA4-SQ | 17 | Legislative, Annual Inspection and Calibration for Gas Detection System in Digestion Building and Explosive Gas Analyzers in Incineration Bldg. | Analyzer, Explosive Gas, Building M and Main Tunnel Zones GD1 to GD7 | THC-INC-AIT-0005 | 8000000 | THC-INC-AIT-3008 | Calibrate the sensor
THC-WA4-SQ | 17 | Legislative, Annual Inspection and Calibration for Gas Detection System in Digestion Building and Explosive Gas Analyzers in Incineration Bldg. | Analyzer, Explosive Gas, Building M and Main Tunnel Zones GD1 to GD7 | THC-INC-AIT-0005 | 12000000 | THC-INC-AIT-3012 | Calibrate the sensor
THC-WA4-SQ | 17 | Legislative, Annual Inspection and Calibration for Gas Detection System in Digestion Building and Explosive Gas Analyzers in Incineration Bldg. | Analyzer, Explosive Gas, Building M and Main Tunnel Zones GD1 to GD7 | THC-INC-AIT-0005 | 9000000 | THC-INC-AIT-3009 | Calibrate the sensor
THC-WA4-SQ | 17 | Legislative, Annual Inspection and Calibration for Gas Detection System in Digestion Building and Explosive Gas Analyzers in Incineration Bldg. | Analyzer, Explosive Gas, Building M and Main Tunnel Zones GD1 to GD7 | THC-INC-AIT-0005 | 14000000 | THC-INC-AIT-3014 | Calibrate the sensor
THC-WA4-SQ | 17 | Legislative, Annual Inspection and Calibration for Gas Detection System in Digestion Building and Explosive Gas Analyzers in Incineration Bldg. | Analyzer, Explosive Gas, Building M and Main Tunnel Zones GD1 to GD7 | THC-INC-AIT-0005 | 10000000 | THC-INC-AIT-3010 | Calibrate the sensor
THC-WA4-SQ | 17 | Legislative, Annual Inspection and Calibration for Gas Detection System in Digestion Building and Explosive Gas Analyzers in Incineration Bldg. | Analyzer, Explosive Gas, Building M and Main Tunnel Zones GD1 to GD7 | THC-INC-AIT-0005 | 13000000 | THC-INC-AIT-3013 | Calibrate the sensor
THC-WA4-SQ | 17 | Legislative, Annual Inspection and Calibration for Gas Detection System in Digestion Building and Explosive Gas Analyzers in Incineration Bldg. | Analyzer, Explosive Gas, Building M and Main Tunnel Zones GD1 to GD7 | THC-INC-AIT-0005 | 15000000 | THC-INC-AIT-3015 | Calibrate the sensor
THC-WA4-SQ | 17 | Legislative, Annual Inspection and Calibration for Gas Detection System in Digestion Building and Explosive Gas Analyzers in Incineration Bldg. | Analyzer, Explosive Gas, Building M and Main Tunnel Zones GD16 to GD31 | THC-INC-AIT-0006 | 4000000 | THC-INC-AIT-3023 | Calibrate the sensor
THC-WA4-SQ | 17 | Legislative, Annual Inspection and Calibration for Gas Detection System in Digestion Building and Explosive Gas Analyzers in Incineration Bldg. | Analyzer, Explosive Gas, Building M and Main Tunnel Zones GD16 to GD31 | THC-INC-AIT-0006 | 7000000 | THC-INC-AIT-3027 | Calibrate the sensor
THC-WA4-SQ | 17 | Legislative, Annual Inspection and Calibration for Gas Detection System in Digestion Building and Explosive Gas Analyzers in Incineration Bldg. | Analyzer, Explosive Gas, Building M and Main Tunnel Zones GD16 to GD31 | THC-INC-AIT-0006 | 8000000 | THC-INC-AIT-3028 | Calibrate the sensor
THC-WA4-SQ | 17 | Legislative, Annual Inspection and Calibration for Gas Detection System in Digestion Building and Explosive Gas Analyzers in Incineration Bldg. | Analyzer, Explosive Gas, Building M and Main Tunnel Zones GD16 to GD31 | THC-INC-AIT-0006 | 3000000 | THC-INC-AIT-3022 | Calibrate the sensor
THC-WA4-SQ | 17 | Legislative, Annual Inspection and Calibration for Gas Detection System in Digestion Building and Explosive Gas Analyzers in Incineration Bldg. | Analyzer, Explosive Gas, Building M and Main Tunnel Zones GD16 to GD31 | THC-INC-AIT-0006 | 10000000 | THC-INC-AIT-3030 | Calibrate the sensor
THC-WA4-SQ | 17 | Legislative, Annual Inspection and Calibration for Gas Detection System in Digestion Building and Explosive Gas Analyzers in Incineration Bldg. | Analyzer, Explosive Gas, Building M and Main Tunnel Zones GD16 to GD31 | THC-INC-AIT-0006 | 5000000 | THC-INC-AIT-3024 | Calibrate the sensor
THC-WA4-SQ | 17 | Legislative, Annual Inspection and Calibration for Gas Detection System in Digestion Building and Explosive Gas Analyzers in Incineration Bldg. | Analyzer, Explosive Gas, Building M and Main Tunnel Zones GD16 to GD31 | THC-INC-AIT-0006 | 11000000 | THC-INC-AIT-3013 | Calibrate the sensor
THC-WA4-SQ | 17 | Legislative, Annual Inspection and Calibration for Gas Detection System in Digestion Building and Explosive Gas Analyzers in Incineration Bldg. | Analyzer, Explosive Gas, Building M and Main Tunnel Zones GD16 to GD31 | THC-INC-AIT-0006 | 6000000 | THC-INC-AIT-3026 | Calibrate the sensor
THC-WA4-SQ | 17 | Legislative, Annual Inspection and Calibration for Gas Detection System in Digestion Building and Explosive Gas Analyzers in Incineration Bldg. | Analyzer, Explosive Gas, Building M and Main Tunnel Zones GD16 to GD31 | THC-INC-AIT-0006 | 9000000 | THC-INC-AIT-3029 | Calibrate the sensor
THC-WA4-SQ | 28 | Legislative, HCTP, 6 months Portable Gas Detector Test - 1 EICT (CR# 00953-THC - Frequency adjustment from 1 Month to 6 Months) | Safety & Environmental Services | THC-SES | 4000000 | THC-SES-AM-0210 | Test the portable gas detector 03
THC-WA4-SQ | 28 | Legislative, HCTP, 6 months Portable Gas Detector Test - 1 EICT (CR# 00953-THC - Frequency adjustment from 1 Month to 6 Months) | Safety & Environmental Services | THC-SES | 1000000 | THC-SES-AM-0207 | Test the portable gas detector 03
THC-WA4-SQ | 28 | Legislative, HCTP, 6 months Portable Gas Detector Test - 1 EICT (CR# 00953-THC - Frequency adjustment from 1 Month to 6 Months) | Safety & Environmental Services | THC-SES | 5000000 | THC-SES-AM-0211 | Test the portable gas detector 03
THC-WA4-SQ | 28 | Legislative, HCTP, 6 months Portable Gas Detector Test - 1 EICT (CR# 00953-THC - Frequency adjustment from 1 Month to 6 Months) | Safety & Environmental Services | THC-SES | 2000000 | THC-SES-AM-0208 | Test the portable gas detector 03
THC-WA4-SQ | 28 | Legislative, HCTP, 6 months Portable Gas Detector Test - 1 EICT (CR# 00953-THC - Frequency adjustment from 1 Month to 6 Months) | Safety & Environmental Services | THC-SES | 9000000 | THC-SES-AM-0221 | Test the portable gas detector 03
THC-WA4-SQ | 28 | Legislative, HCTP, 6 months Portable Gas Detector Test - 1 EICT (CR# 00953-THC - Frequency adjustment from 1 Month to 6 Months) | Safety & Environmental Services | THC-SES | 3000000 | THC-SES-AM-0209 | Test the portable gas detector 03
THC-WA4-SQ | 28 | Legislative, HCTP, 6 months Portable Gas Detector Test - 1 EICT (CR# 00953-THC - Frequency adjustment from 1 Month to 6 Months) | Safety & Environmental Services | THC-SES | 6000000 | THC-SES-AM-0218 | Test the portable gas detector 03
THC-WA4-SQ | 28 | Legislative, HCTP, 6 months Portable Gas Detector Test - 1 EICT (CR# 00953-THC - Frequency adjustment from 1 Month to 6 Months) | Safety & Environmental Services | THC-SES | 7000000 | THC-SES-AM-0219 | Test the portable gas detector 03
THC-WA4-SQ | 28 | Legislative, HCTP, 6 months Portable Gas Detector Test - 1 EICT (CR# 00953-THC - Frequency adjustment from 1 Month to 6 Months) | Safety & Environmental Services | THC-SES | 8000000 | THC-SES-AM-0220 | Test the portable gas detector 03
THCWA2ROUT | 64 | Monthly, Routine Inspection, Hot Water Boilers (1 PT) | THC-Routine OIC Inspection Work Area 2 | THC-ROUTINE WA2 | 1000000 | THC-ACC-BO-3041 | Inspect the UPS local controls and primary loop pump VFD for any abnormal operation
THCWA2ROUT | 64 | Monthly, Routine Inspection, Hot Water Boilers (1 PT) | THC-Routine OIC Inspection Work Area 2 | THC-ROUTINE WA2 | 3000000 | THC-ACC-BO-3061 | Inspect the UPS local controls and primary loop pump VFD for any abnormal operation
THCWA2ROUT | 64 | Monthly, Routine Inspection, Hot Water Boilers (1 PT) | THC-Routine OIC Inspection Work Area 2 | THC-ROUTINE WA2 | 2000000 | THC-ACC-BO-3051 | Inspect the UPS local controls and primary loop pump VFD for any abnormal operation
THCWA2ROUT | 64 | Monthly, Routine Inspection, Hot Water Boilers (1 PT) | THC-Routine OIC Inspection Work Area 2 | THC-ROUTINE WA2 | 4000000 | THC-ACC-BO-3071 | Inspect the UPS local controls and primary loop pump VFD for any abnormal operation
THCWA2ROUT | 64 | Monthly, Routine Inspection, Hot Water Boilers (1 PT) | THC-Routine OIC Inspection Work Area 2 | THC-ROUTINE WA2 | 5000000 | THC-ACC-BO-3081 | Inspect the UPS local controls and primary loop pump VFD for any abnormal operation
THR-ACC | 2 | 3Monthly - IMM Tactile and leak inspections of glycol pumps (SKIDS)(AS PER ACTIVITY LIST) | Air Conditioning, Glycol Heating Packages | THR-ACC-T | 3000000 | THR-ACC-T-0003 | Tactile and leak inspections of glycol pumps SKIDS as per for
THR-ACC | 2 | 3Monthly - IMM Tactile and leak inspections of glycol pumps (SKIDS)(AS PER ACTIVITY LIST) | Air Conditioning, Glycol Heating Packages | THR-ACC-T | 1000000 | THR-ACC-T-0001 | Tactile and leak inspections of glycol pumps SKIDS as per for
THR-ACC | 2 | 3Monthly - IMM Tactile and leak inspections of glycol pumps (SKIDS)(AS PER ACTIVITY LIST) | Air Conditioning, Glycol Heating Packages | THR-ACC-T | 4000000 | THR-ACC-T-0101 | Tactile and leak inspections of glycol pumps SKIDS as per for
THR-ACC | 2 | 3Monthly - IMM Tactile and leak inspections of glycol pumps (SKIDS)(AS PER ACTIVITY LIST) | Air Conditioning, Glycol Heating Packages | THR-ACC-T | 2000000 | THR-ACC-T-0002 | Tactile and leak inspections of glycol pumps SKIDS as per for
THR-ACC | 2 | 3Monthly - IMM Tactile and leak inspections of glycol pumps (SKIDS)(AS PER ACTIVITY LIST) | Air Conditioning, Glycol Heating Packages | THR-ACC-T | 6000000 | THR-ACC-T-0206 | Tactile and leak inspections of glycol pumps SKIDS as per for
THR-ACC | 2 | 3Monthly - IMM Tactile and leak inspections of glycol pumps (SKIDS)(AS PER ACTIVITY LIST) | Air Conditioning, Glycol Heating Packages | THR-ACC-T | 5000000 | THR-ACC-T-0201 | Tactile and leak inspections of glycol pumps SKIDS as per for
THR-ACC | 2 | 3Monthly - IMM Tactile and leak inspections of glycol pumps (SKIDS)(AS PER ACTIVITY LIST) | Air Conditioning, Glycol Heating Packages | THR-ACC-T | 7000000 | THR-ACC-T-0301 | Tactile and leak inspections of glycol pumps SKIDS as per for
THR-ACC | 2 | 3Monthly - IMM Tactile and leak inspections of glycol pumps (SKIDS)(AS PER ACTIVITY LIST) | Air Conditioning, Glycol Heating Packages | THR-ACC-T | 8000000 | THR-ACC-HE-4000 | Tactile and leak inspections of glycol pumps SKIDS as per for
THR-ACC | 2 | 3Monthly - IMM Tactile and leak inspections of glycol pumps (SKIDS)(AS PER ACTIVITY LIST) | Air Conditioning, Glycol Heating Packages | THR-ACC-T | 12000000 | THR-ACC-T-0801 | Tactile and leak inspections of glycol pumps SKIDS as per for
THR-ACC | 2 | 3Monthly - IMM Tactile and leak inspections of glycol pumps (SKIDS)(AS PER ACTIVITY LIST) | Air Conditioning, Glycol Heating Packages | THR-ACC-T | 9000000 | THR-ACC-T-0501 | Tactile and leak inspections of glycol pumps SKIDS as per for
THR-ACC | 2 | 3Monthly - IMM Tactile and leak inspections of glycol pumps (SKIDS)(AS PER ACTIVITY LIST) | Air Conditioning, Glycol Heating Packages | THR-ACC-T | 13000000 | THR-ACC-T-0901 | Tactile and leak inspections of glycol pumps SKIDS as per for
THR-ACC | 2 | 3Monthly - IMM Tactile and leak inspections of glycol pumps (SKIDS)(AS PER ACTIVITY LIST) | Air Conditioning, Glycol Heating Packages | THR-ACC-T | 10000000 | THR-ACC-T-0601 | Tactile and leak inspections of glycol pumps SKIDS as per for
THR-ACC | 2 | 3Monthly - IMM Tactile and leak inspections of glycol pumps (SKIDS)(AS PER ACTIVITY LIST) | Air Conditioning, Glycol Heating Packages | THR-ACC-T | 17000000 | THR-ACC-T-4901 | Tactile and leak inspections of glycol pumps SKIDS as per for
THR-ACC | 2 | 3Monthly - IMM Tactile and leak inspections of glycol pumps (SKIDS)(AS PER ACTIVITY LIST) | Air Conditioning, Glycol Heating Packages | THR-ACC-T | 11000000 | THR-ACC-T-0701 | Tactile and leak inspections of glycol pumps SKIDS as per for
THR-ACC | 2 | 3Monthly - IMM Tactile and leak inspections of glycol pumps (SKIDS)(AS PER ACTIVITY LIST) | Air Conditioning, Glycol Heating Packages | THR-ACC-T | 14000000 | THR-ACC-T-1101 | Tactile and leak inspections of glycol pumps SKIDS as per for
THR-ACC | 2 | 3Monthly - IMM Tactile and leak inspections of glycol pumps (SKIDS)(AS PER ACTIVITY LIST) | Air Conditioning, Glycol Heating Packages | THR-ACC-T | 15000000 | THR-ACC-T-0611 | Tactile and leak inspections of glycol pumps SKIDS as per for
THR-ACC | 2 | 3Monthly - IMM Tactile and leak inspections of glycol pumps (SKIDS)(AS PER ACTIVITY LIST) | Air Conditioning, Glycol Heating Packages | THR-ACC-T | 16000000 | THR-ACC-T-3601 | Tactile and leak inspections of glycol pumps SKIDS as per for
THR-ACC | 2 | 3Monthly - IMM Tactile and leak inspections of glycol pumps (SKIDS)(AS PER ACTIVITY LIST) | Air Conditioning, Glycol Heating Packages | THR-ACC-T | 18000000 | THR-ACC-HE-4500 | Tactile and leak inspections of glycol pumps SKIDS as per for
THR-ACC | 7 | 1 Year - EICT Lubricate the glycol skid motor non sealed bearings (AS PER ACTIVITY LIST) | Air Conditioning, Air Handling Unit, Gallery Ventilation | THR-ACC-AHU | 2000000 | THR-ACC-P-0751 | Lubricate the glycol skid motor non sealed bearings
THR-ACC | 7 | 1 Year - EICT Lubricate the glycol skid motor non sealed bearings (AS PER ACTIVITY LIST) | Air Conditioning, Air Handling Unit, Gallery Ventilation | THR-ACC-AHU | 1000000 | THR-ACC-P-0750 | Lubricate the glycol skid motor non sealed bearings
THR-ACC | 7 | 1 Year - EICT Lubricate the glycol skid motor non sealed bearings (AS PER ACTIVITY LIST) | Air Conditioning, Air Handling Unit, Gallery Ventilation | THR-ACC-AHU | 3000000 | THR-ACC-P-0752 | Lubricate the glycol skid motor non sealed bearings
THR-ACC | 7 | 1 Year - EICT Lubricate the glycol skid motor non sealed bearings (AS PER ACTIVITY LIST) | Air Conditioning, Air Handling Unit, Gallery Ventilation | THR-ACC-AHU | 6000000 | THR-ACC-P-0755A | Lubricate the glycol skid motor non sealed bearings
THR-ACC | 7 | 1 Year - EICT Lubricate the glycol skid motor non sealed bearings (AS PER ACTIVITY LIST) | Air Conditioning, Air Handling Unit, Gallery Ventilation | THR-ACC-AHU | 4000000 | THR-ACC-P-0753 | Lubricate the glycol skid motor non sealed bearings
THR-ACC | 7 | 1 Year - EICT Lubricate the glycol skid motor non sealed bearings (AS PER ACTIVITY LIST) | Air Conditioning, Air Handling Unit, Gallery Ventilation | THR-ACC-AHU | 8000000 | THR-ACC-P-0756 | Lubricate the glycol skid motor non sealed bearings
THR-ACC | 7 | 1 Year - EICT Lubricate the glycol skid motor non sealed bearings (AS PER ACTIVITY LIST) | Air Conditioning, Air Handling Unit, Gallery Ventilation | THR-ACC-AHU | 5000000 | THR-ACC-P-0754 | Lubricate the glycol skid motor non sealed bearings
THR-ACC | 7 | 1 Year - EICT Lubricate the glycol skid motor non sealed bearings (AS PER ACTIVITY LIST) | Air Conditioning, Air Handling Unit, Gallery Ventilation | THR-ACC-AHU | 9000000 | THR-ACC-P-0757 | Lubricate the glycol skid motor non sealed bearings
THR-ACC | 7 | 1 Year - EICT Lubricate the glycol skid motor non sealed bearings (AS PER ACTIVITY LIST) | Air Conditioning, Air Handling Unit, Gallery Ventilation | THR-ACC-AHU | 7000000 | THR-ACC-P-0755B | Lubricate the glycol skid motor non sealed bearings
THR-ACC | 7 | 1 Year - EICT Lubricate the glycol skid motor non sealed bearings (AS PER ACTIVITY LIST) | Air Conditioning, Air Handling Unit, Gallery Ventilation | THR-ACC-AHU | 11000000 | THR-ACC-P-0758 | Lubricate the glycol skid motor non sealed bearings
THR-ACC | 7 | 1 Year - EICT Lubricate the glycol skid motor non sealed bearings (AS PER ACTIVITY LIST) | Air Conditioning, Air Handling Unit, Gallery Ventilation | THR-ACC-AHU | 10000000 | THR-ACC-P-0759A | Lubricate the glycol skid motor non sealed bearings
THR-ACC | 7 | 1 Year - EICT Lubricate the glycol skid motor non sealed bearings (AS PER ACTIVITY LIST) | Air Conditioning, Air Handling Unit, Gallery Ventilation | THR-ACC-AHU | 12000000 | THR-ACC-P-0760 | Lubricate the glycol skid motor non sealed bearings
THR-ACC | 7 | 1 Year - EICT Lubricate the glycol skid motor non sealed bearings (AS PER ACTIVITY LIST) | Air Conditioning, Air Handling Unit, Gallery Ventilation | THR-ACC-AHU | 13000000 | THR-ACC-P-0761 | Lubricate the glycol skid motor non sealed bearings
THR-ACC | 7 | 1 Year - EICT Lubricate the glycol skid motor non sealed bearings (AS PER ACTIVITY LIST) | Air Conditioning, Air Handling Unit, Gallery Ventilation | THR-ACC-AHU | 14000000 | THR-ACC-P-3410 | Lubricate the glycol skid motor non sealed bearings
THR-ACC | 7 | 1 Year - EICT Lubricate the glycol skid motor non sealed bearings (AS PER ACTIVITY LIST) | Air Conditioning, Air Handling Unit, Gallery Ventilation | THR-ACC-AHU | 15000000 | THR-ACC-P-3411 | Lubricate the glycol skid motor non sealed bearings
THR-ACC | 7 | 1 Year - EICT Lubricate the glycol skid motor non sealed bearings (AS PER ACTIVITY LIST) | Air Conditioning, Air Handling Unit, Gallery Ventilation | THR-ACC-AHU | 18000000 | THR-ACC-P-0711 | Lubricate the glycol skid motor non sealed bearings
THR-ACC | 7 | 1 Year - EICT Lubricate the glycol skid motor non sealed bearings (AS PER ACTIVITY LIST) | Air Conditioning, Air Handling Unit, Gallery Ventilation | THR-ACC-AHU | 16000000 | THR-ACC-P-3412 | Lubricate the glycol skid motor non sealed bearings
THR-ACC | 7 | 1 Year - EICT Lubricate the glycol skid motor non sealed bearings (AS PER ACTIVITY LIST) | Air Conditioning, Air Handling Unit, Gallery Ventilation | THR-ACC-AHU | 21000000 | THR-ACC-P-0714 | Lubricate the glycol skid motor non sealed bearings
THR-ACC | 7 | 1 Year - EICT Lubricate the glycol skid motor non sealed bearings (AS PER ACTIVITY LIST) | Air Conditioning, Air Handling Unit, Gallery Ventilation | THR-ACC-AHU | 17000000 | THR-ACC-P-3413 | Lubricate the glycol skid motor non sealed bearings
THR-ACC | 7 | 1 Year - EICT Lubricate the glycol skid motor non sealed bearings (AS PER ACTIVITY LIST) | Air Conditioning, Air Handling Unit, Gallery Ventilation | THR-ACC-AHU | 19000000 | THR-ACC-P-0712 | Lubricate the glycol skid motor non sealed bearings
THR-ACC | 7 | 1 Year - EICT Lubricate the glycol skid motor non sealed bearings (AS PER ACTIVITY LIST) | Air Conditioning, Air Handling Unit, Gallery Ventilation | THR-ACC-AHU | 20000000 | THR-ACC-P-0713 | Lubricate the glycol skid motor non sealed bearings
THR-ACC | 8 | 1 Year -EICT Exercise roof air handling unit glycol modulating valve unit | Air Conditioning, Air Handling Unit, Gallery Ventilation | THR-ACC-AHU | 3000000 | THR-ACC-AHU-0751 | Exercise roof air handling unit modulating valve unit
THR-ACC | 8 | 1 Year -EICT Exercise roof air handling unit glycol modulating valve unit | Air Conditioning, Air Handling Unit, Gallery Ventilation | THR-ACC-AHU | 1000000 | THR-ACC-AHU-0017 | Exercise roof air handling unit modulating valve unit
THR-ACC | 8 | 1 Year -EICT Exercise roof air handling unit glycol modulating valve unit | Air Conditioning, Air Handling Unit, Gallery Ventilation | THR-ACC-AHU | 2000000 | THR-ACC-AHU-0750 | Exercise roof air handling unit modulating valve unit
THR-ACC | 8 | 1 Year -EICT Exercise roof air handling unit glycol modulating valve unit | Air Conditioning, Air Handling Unit, Gallery Ventilation | THR-ACC-AHU | 4000000 | THR-ACC-AHU-0756 | Exercise roof air handling unit modulating valve unit
THR-ACC | 8 | 1 Year -EICT Exercise roof air handling unit glycol modulating valve unit | Air Conditioning, Air Handling Unit, Gallery Ventilation | THR-ACC-AHU | 5000000 | THR-ACC-AHU-0757 | Exercise roof air handling unit modulating valve unit
THR-ACC | 8 | 1 Year -EICT Exercise roof air handling unit glycol modulating valve unit | Air Handling Unit, Engine Room Boiler, Gallery Ventilation, Zone 2A, 2B, 2C | THR-ACC-AHU-0017 | 1000000 | THR-ACC-AHU-0017 | Exercise roof air handling unit modulating valve unit
THR-ACC | 8 | 1 Year -EICT Exercise roof air handling unit glycol modulating valve unit | Air Handling Unit, Engine Room Boiler, Gallery Ventilation, Zone 2A, 2B, 2C | THR-ACC-AHU-0017 | 2000000 | THR-ACC-AHU-0750 | Exercise roof air handling unit modulating valve unit
THR-ACC | 8 | 1 Year -EICT Exercise roof air handling unit glycol modulating valve unit | Air Handling Unit, Engine Room Boiler, Gallery Ventilation, Zone 2A, 2B, 2C | THR-ACC-AHU-0017 | 3000000 | THR-ACC-AHU-0751 | Exercise roof air handling unit modulating valve unit
THR-ACC | 8 | 1 Year -EICT Exercise roof air handling unit glycol modulating valve unit | Air Handling Unit, Engine Room Boiler, Gallery Ventilation, Zone 2A, 2B, 2C | THR-ACC-AHU-0017 | 4000000 | THR-ACC-AHU-0756 | Exercise roof air handling unit modulating valve unit
THR-ACC | 8 | 1 Year -EICT Exercise roof air handling unit glycol modulating valve unit | Air Handling Unit, Engine Room Boiler, Gallery Ventilation, Zone 2A, 2B, 2C | THR-ACC-AHU-0017 | 5000000 | THR-ACC-AHU-0757 | Exercise roof air handling unit modulating valve unit
THR-ACC | 9 | 6 Months - IMM Auditory inspection of fans and motors (AS PER ACTIVITY LIST) | Air Conditoning, Fans, Gallery Ventilation, Supply and Exhaust | THR-ACC-FN | 2000000 | THR-ACC-FN-0844 | Auditory inspection of fan motor
THR-ACC | 9 | 6 Months - IMM Auditory inspection of fans and motors (AS PER ACTIVITY LIST) | Air Conditoning, Fans, Gallery Ventilation, Supply and Exhaust | THR-ACC-FN | 1000000 | THR-ACC-FN-0843 | Auditory inspection of fan motor
THR-ACC | 9 | 6 Months - IMM Auditory inspection of fans and motors (AS PER ACTIVITY LIST) | Air Conditoning, Fans, Gallery Ventilation, Supply and Exhaust | THR-ACC-FN | 3000000 | THR-ACC-FN-0849 | Auditory inspection of fan motor
THR-ACC | 9 | 6 Months - IMM Auditory inspection of fans and motors (AS PER ACTIVITY LIST) | Air Conditoning, Fans, Gallery Ventilation, Supply and Exhaust | THR-ACC-FN | 4000000 | THR-ACC-FN-0850 | Auditory inspection of fan motor
THR-ACC | 9 | 6 Months - IMM Auditory inspection of fans and motors (AS PER ACTIVITY LIST) | Air Conditoning, Fans, Gallery Ventilation, Supply and Exhaust | THR-ACC-FN | 6000000 | THR-ACC-FN-0858 | Auditory inspection of fan motor
THR-ACC | 9 | 6 Months - IMM Auditory inspection of fans and motors (AS PER ACTIVITY LIST) | Air Conditoning, Fans, Gallery Ventilation, Supply and Exhaust | THR-ACC-FN | 5000000 | THR-ACC-FN-0851 | Auditory inspection of fan motor
THR-ACC | 9 | 6 Months - IMM Auditory inspection of fans and motors (AS PER ACTIVITY LIST) | Air Conditoning, Fans, Gallery Ventilation, Supply and Exhaust | THR-ACC-FN | 9000000 | THR-ACC-FN-0841 | Auditory inspection of fan motor
THR-ACC | 9 | 6 Months - IMM Auditory inspection of fans and motors (AS PER ACTIVITY LIST) | Air Conditoning, Fans, Gallery Ventilation, Supply and Exhaust | THR-ACC-FN | 7000000 | THR-ACC-FN-0859 | Auditory inspection of fan motor
THR-ACC | 9 | 6 Months - IMM Auditory inspection of fans and motors (AS PER ACTIVITY LIST) | Air Conditoning, Fans, Gallery Ventilation, Supply and Exhaust | THR-ACC-FN | 10000000 | THR-ACC-FN-0001 | Auditory inspection of fan motor
THR-ACC | 9 | 6 Months - IMM Auditory inspection of fans and motors (AS PER ACTIVITY LIST) | Air Conditoning, Fans, Gallery Ventilation, Supply and Exhaust | THR-ACC-FN | 8000000 | THR-ACC-FN-0840 | Auditory inspection of fan motor
THR-ACC | 9 | 6 Months - IMM Auditory inspection of fans and motors (AS PER ACTIVITY LIST) | Air Conditoning, Fans, Gallery Ventilation, Supply and Exhaust | THR-ACC-FN | 11000000 | THR-ACC-FN-0001-FEA | Auditory inspection of fan motor
THR-ACC | 9 | 6 Months - IMM Auditory inspection of fans and motors (AS PER ACTIVITY LIST) | Air Conditoning, Fans, Gallery Ventilation, Supply and Exhaust | THR-ACC-FN | 14000000 | THR-ACC-FN-0002 | Auditory inspection of fan motor
THR-ACC | 9 | 6 Months - IMM Auditory inspection of fans and motors (AS PER ACTIVITY LIST) | Air Conditoning, Fans, Gallery Ventilation, Supply and Exhaust | THR-ACC-FN | 12000000 | THR-ACC-FN-0001-FSA | Auditory inspection of fan motor
THR-ACC | 9 | 6 Months - IMM Auditory inspection of fans and motors (AS PER ACTIVITY LIST) | Air Conditoning, Fans, Gallery Ventilation, Supply and Exhaust | THR-ACC-FN | 15000000 | THR-ACC-FN-0002-FEA | Auditory inspection of fan motor
THR-ACC | 9 | 6 Months - IMM Auditory inspection of fans and motors (AS PER ACTIVITY LIST) | Air Conditoning, Fans, Gallery Ventilation, Supply and Exhaust | THR-ACC-FN | 13000000 | THR-ACC-FN-0203 | Auditory inspection of fan motor
THR-ACC | 9 | 6 Months - IMM Auditory inspection of fans and motors (AS PER ACTIVITY LIST) | Air Conditoning, Fans, Gallery Ventilation, Supply and Exhaust | THR-ACC-FN | 19000000 | THR-ACC-FN-0003 | Auditory inspection of fan motor
THR-ACC | 9 | 6 Months - IMM Auditory inspection of fans and motors (AS PER ACTIVITY LIST) | Air Conditoning, Fans, Gallery Ventilation, Supply and Exhaust | THR-ACC-FN | 16000000 | THR-ACC-FN-0002-FSA | Auditory inspection of fan motor
THR-ACC | 9 | 6 Months - IMM Auditory inspection of fans and motors (AS PER ACTIVITY LIST) | Air Conditoning, Fans, Gallery Ventilation, Supply and Exhaust | THR-ACC-FN | 20000000 | THR-ACC-FN-0003-FEA | Auditory inspection of fan motor
THR-ACC | 9 | 6 Months - IMM Auditory inspection of fans and motors (AS PER ACTIVITY LIST) | Air Conditoning, Fans, Gallery Ventilation, Supply and Exhaust | THR-ACC-FN | 17000000 | THR-ACC-FN-0002-FSA | Auditory inspection of fan motor
THR-ACC | 9 | 6 Months - IMM Auditory inspection of fans and motors (AS PER ACTIVITY LIST) | Air Conditoning, Fans, Gallery Ventilation, Supply and Exhaust | THR-ACC-FN | 22000000 | THR-ACC-FN-0004 | Auditory inspection of fan motor
THR-ACC | 9 | 6 Months - IMM Auditory inspection of fans and motors (AS PER ACTIVITY LIST) | Air Conditoning, Fans, Gallery Ventilation, Supply and Exhaust | THR-ACC-FN | 18000000 | THR-ACC-FN-0201 | Auditory inspection of fan motor
THR-ACC | 9 | 6 Months - IMM Auditory inspection of fans and motors (AS PER ACTIVITY LIST) | Air Conditoning, Fans, Gallery Ventilation, Supply and Exhaust | THR-ACC-FN | 23000000 | THR-ACC-FN-0004-FEA | Auditory inspection of fan motor
THR-ACC | 9 | 6 Months - IMM Auditory inspection of fans and motors (AS PER ACTIVITY LIST) | Air Conditoning, Fans, Gallery Ventilation, Supply and Exhaust | THR-ACC-FN | 21000000 | THR-ACC-FN-0003-FSA | Auditory inspection of fan motor
THR-ACC | 9 | 6 Months - IMM Auditory inspection of fans and motors (AS PER ACTIVITY LIST) | Air Conditoning, Fans, Gallery Ventilation, Supply and Exhaust | THR-ACC-FN | 24000000 | THR-ACC-FN-0004-FSA | Auditory inspection of fan motor
THR-ACC | 9 | 6 Months - IMM Auditory inspection of fans and motors (AS PER ACTIVITY LIST) | Air Conditoning, Fans, Gallery Ventilation, Supply and Exhaust | THR-ACC-FN | 26000000 | THR-ACC-FN-0005-FEA | Auditory inspection of fan motor
THR-ACC | 9 | 6 Months - IMM Auditory inspection of fans and motors (AS PER ACTIVITY LIST) | Air Conditoning, Fans, Gallery Ventilation, Supply and Exhaust | THR-ACC-FN | 25000000 | THR-ACC-FN-0005 | Auditory inspection of fan motor
THR-ACC | 9 | 6 Months - IMM Auditory inspection of fans and motors (AS PER ACTIVITY LIST) | Air Conditoning, Fans, Gallery Ventilation, Supply and Exhaust | THR-ACC-FN | 28000000 | THR-PRM-FN-0005 | Auditory inspection of fan motor
THR-ACC | 9 | 6 Months - IMM Auditory inspection of fans and motors (AS PER ACTIVITY LIST) | Air Conditoning, Fans, Gallery Ventilation, Supply and Exhaust | THR-ACC-FN | 27000000 | THR-ACC-FN-0300 | Auditory inspection of fan motor
THR-ACC | 9 | 6 Months - IMM Auditory inspection of fans and motors (AS PER ACTIVITY LIST) | Air Conditoning, Fans, Gallery Ventilation, Supply and Exhaust | THR-ACC-FN | 29000000 | THR-ACC-FN-0006 | Auditory inspection of fan motor
THR-ACC | 9 | 6 Months - IMM Auditory inspection of fans and motors (AS PER ACTIVITY LIST) | Air Conditoning, Fans, Gallery Ventilation, Supply and Exhaust | THR-ACC-FN | 30000000 | THR-ACC-FN-0006-FEA | Auditory inspection of fan motor
THR-ACC | 9 | 6 Months - IMM Auditory inspection of fans and motors (AS PER ACTIVITY LIST) | Air Conditoning, Fans, Gallery Ventilation, Supply and Exhaust | THR-ACC-FN | 31000000 | THR-ACC-FN-0006-FSA | Auditory inspection of fan motor
THR-ACC | 9 | 6 Months - IMM Auditory inspection of fans and motors (AS PER ACTIVITY LIST) | Air Conditoning, Fans, Gallery Ventilation, Supply and Exhaust | THR-ACC-FN | 32000000 | THR-ACC-FN-0007 | Auditory inspection of fan motor
THR-ACC | 9 | 6 Months - IMM Auditory inspection of fans and motors (AS PER ACTIVITY LIST) | Air Conditoning, Fans, Gallery Ventilation, Supply and Exhaust | THR-ACC-FN | 33000000 | THR-ACC-FN-0007-FEA | Auditory inspection of fan motor
THR-ACC | 9 | 6 Months - IMM Auditory inspection of fans and motors (AS PER ACTIVITY LIST) | Air Conditoning, Fans, Gallery Ventilation, Supply and Exhaust | THR-ACC-FN | 34000000 | THR-ACC-FN-0007-FSA | Auditory inspection of fan motor
THR-ACC | 9 | 6 Months - IMM Auditory inspection of fans and motors (AS PER ACTIVITY LIST) | Air Conditoning, Fans, Gallery Ventilation, Supply and Exhaust | THR-ACC-FN | 35000000 | THR-ACC-FN-0008 | Auditory inspection of fan motor
THR-ACC | 9 | 6 Months - IMM Auditory inspection of fans and motors (AS PER ACTIVITY LIST) | Air Conditoning, Fans, Gallery Ventilation, Supply and Exhaust | THR-ACC-FN | 36000000 | THR-ACC-FN-0009 | Auditory inspection of fan motor
THR-ACC | 9 | 6 Months - IMM Auditory inspection of fans and motors (AS PER ACTIVITY LIST) | Air Conditoning, Fans, Gallery Ventilation, Supply and Exhaust | THR-ACC-FN | 37000000 | THR-ACC-FN-0011 | Auditory inspection of fan motor
THR-ACC | 9 | 6 Months - IMM Auditory inspection of fans and motors (AS PER ACTIVITY LIST) | Air Conditoning, Fans, Gallery Ventilation, Supply and Exhaust | THR-ACC-FN | 38000000 | THR-ACC-FN-0012 | Auditory inspection of fan motor
THR-ACC | 9 | 6 Months - IMM Auditory inspection of fans and motors (AS PER ACTIVITY LIST) | Air Conditoning, Fans, Gallery Ventilation, Supply and Exhaust | THR-ACC-FN | 39000000 | THR-ACC-FN-0021 | Auditory inspection of fan motor
THR-ACC | 9 | 6 Months - IMM Auditory inspection of fans and motors (AS PER ACTIVITY LIST) | Air Conditoning, Fans, Gallery Ventilation, Supply and Exhaust | THR-ACC-FN | 40000000 | THR-ACC-FN-0100 | Auditory inspection of fan motor
THR-ACC | 9 | 6 Months - IMM Auditory inspection of fans and motors (AS PER ACTIVITY LIST) | Air Conditoning, Fans, Gallery Ventilation, Supply and Exhaust | THR-ACC-FN | 41000000 | THR-ACC-FN-0200 | Auditory inspection of fan motor
THR-ACC | 9 | 6 Months - IMM Auditory inspection of fans and motors (AS PER ACTIVITY LIST) | Air Conditoning, Fans, Gallery Ventilation, Supply and Exhaust | THR-ACC-FN | 42000000 | THR-ACC-FN-0500 | Auditory inspection of fan motor
THR-ACC | 9 | 6 Months - IMM Auditory inspection of fans and motors (AS PER ACTIVITY LIST) | Air Conditoning, Fans, Gallery Ventilation, Supply and Exhaust | THR-ACC-FN | 43000000 | THR-ACC-FN-0536 | Auditory inspection of fan motor
THR-ACC | 14 | 1 Year - IMM Cleaning of wall mounted exhaust fans (AS PER ACTIVITY LIST) | Fan, Exhaust, T14 North, Plant Services, Gallery Ventilation, Zone 2A, 2B, 2C | THR-ACC-FN-0843 | 5000000 | THR-ACC-FN-0841 | Clean roof exhaust fan
THR-ACC | 14 | 1 Year - IMM Cleaning of wall mounted exhaust fans (AS PER ACTIVITY LIST) | Fan, Exhaust, T14 North, Plant Services, Gallery Ventilation, Zone 2A, 2B, 2C | THR-ACC-FN-0843 | 1000000 | THR-ACC-FN-0843 | Clean roof exhaust fan
THR-ACC | 14 | 1 Year - IMM Cleaning of wall mounted exhaust fans (AS PER ACTIVITY LIST) | Fan, Exhaust, T14 North, Plant Services, Gallery Ventilation, Zone 2A, 2B, 2C | THR-ACC-FN-0843 | 2000000 | THR-ACC-FN-0844 | Clean roof exhaust fan
THR-ACC | 14 | 1 Year - IMM Cleaning of wall mounted exhaust fans (AS PER ACTIVITY LIST) | Fan, Exhaust, T14 North, Plant Services, Gallery Ventilation, Zone 2A, 2B, 2C | THR-ACC-FN-0843 | 3000000 | THR-ACC-FN-0850 | Clean roof exhaust fan
THR-ACC | 14 | 1 Year - IMM Cleaning of wall mounted exhaust fans (AS PER ACTIVITY LIST) | Fan, Exhaust, T14 North, Plant Services, Gallery Ventilation, Zone 2A, 2B, 2C | THR-ACC-FN-0843 | 4000000 | THR-ACC-FN-0851 | Clean roof exhaust fan
THR-ACC | 16 | 1 Year - EICT Test the air handling unit differential pressure switch | Air Conditioning, Air Handling Unit, Gallery Ventilation | THR-ACC-AHU | 1000000 | THR-ACC-AHU-0750 | Test air handling unit air differential pressure switch
THR-ACC | 16 | 1 Year - EICT Test the air handling unit differential pressure switch | Air Conditioning, Air Handling Unit, Gallery Ventilation | THR-ACC-AHU | 4000000 | THR-ACC-AHU-0757 | Test air handling unit air differential pressure switch
THR-ACC | 16 | 1 Year - EICT Test the air handling unit differential pressure switch | Air Conditioning, Air Handling Unit, Gallery Ventilation | THR-ACC-AHU | 2000000 | THR-ACC-AHU-0751 | Test air handling unit air differential pressure switch
THR-ACC | 16 | 1 Year - EICT Test the air handling unit differential pressure switch | Air Conditioning, Air Handling Unit, Gallery Ventilation | THR-ACC-AHU | 5000000 | THR-ACC-AHU-0811 | Test air handling unit air differential pressure switch
THR-ACC | 16 | 1 Year - EICT Test the air handling unit differential pressure switch | Air Conditioning, Air Handling Unit, Gallery Ventilation | THR-ACC-AHU | 3000000 | THR-ACC-AHU-0756 | Test air handling unit air differential pressure switch
THR-ACC | 17 | 1 Year - EICT Test the air flow sensors | Air Flow Indicating Transmitters, Gallery Ventilation | THR-ACC-FIT | 1000000 | THR-ACC-FIT-0807 | Test gallery air flow sensors
THR-ACC | 17 | 1 Year - EICT Test the air flow sensors | Air Flow Indicating Transmitters, Gallery Ventilation | THR-ACC-FIT | 4000000 | THR-ACC-FIT-0810 | Test gallery air flow sensors
THR-ACC | 17 | 1 Year - EICT Test the air flow sensors | Air Flow Indicating Transmitters, Gallery Ventilation | THR-ACC-FIT | 2000000 | THR-ACC-FIT-0808 | Test gallery air flow sensors
THR-ACC | 17 | 1 Year - EICT Test the air flow sensors | Air Flow Indicating Transmitters, Gallery Ventilation | THR-ACC-FIT | 3000000 | THR-ACC-FIT-0809 | Test gallery air flow sensors
THR-ACC | 21 | 5 Years - IMM Replace the glycol PRV (AS PER ACTIVITY LIST) | Air Conditioning, Glycol Heating Packages | THR-ACC-T | 1000000 | THR-ACC-V-0100 | Replace glycol pressure relief valve
THR-ACC | 21 | 5 Years - IMM Replace the glycol PRV (AS PER ACTIVITY LIST) | Air Conditioning, Glycol Heating Packages | THR-ACC-T | 2000000 | THR-ACC-V-0200 | Replace glycol pressure relief valve
THR-ACC | 21 | 5 Years - IMM Replace the glycol PRV (AS PER ACTIVITY LIST) | Air Conditioning, Glycol Heating Packages | THR-ACC-T | 3000000 | THR-ACC-V-0312 | Replace glycol pressure relief valve
THR-ACC | 21 | 5 Years - IMM Replace the glycol PRV (AS PER ACTIVITY LIST) | Air Conditioning, Glycol Heating Packages | THR-ACC-T | 4000000 | THR-ACC-V-0400 | Replace glycol pressure relief valve
THR-ACC | 21 | 5 Years - IMM Replace the glycol PRV (AS PER ACTIVITY LIST) | Air Conditioning, Glycol Heating Packages | THR-ACC-T | 5000000 | THR-ACC-V-0600 | Replace glycol pressure relief valve
THR-ACC | 21 | 5 Years - IMM Replace the glycol PRV (AS PER ACTIVITY LIST) | Air Conditioning, Glycol Heating Packages | THR-ACC-T | 6000000 | THR-ACC-V-0700 | Replace glycol pressure relief valve
THR-ACC | 24 | 1 Year - EICT, PLC, RPU functionality and operational tests (AS PER ACTIVITY LIST) | Gallery Ventilaiton RPUs | THR-ACC-RPU | 1000000 | THR-ACC-RPU-0001 | Visual inspection of RPUs cleanliness wiring condition PLC status fuse and breaker inspection RPU UPS status
THR-ACC | 24 | 1 Year - EICT, PLC, RPU functionality and operational tests (AS PER ACTIVITY LIST) | Gallery Ventilaiton RPUs | THR-ACC-RPU | 3000000 | THR-ACC-RPU-0001B | Visual inspection of RPUs cleanliness wiring condition PLC status fuse and breaker inspection RPU UPS status
THR-ACC | 24 | 1 Year - EICT, PLC, RPU functionality and operational tests (AS PER ACTIVITY LIST) | Gallery Ventilaiton RPUs | THR-ACC-RPU | 2000000 | THR-ACC-RPU-0001A | Visual inspection of RPUs cleanliness wiring condition PLC status fuse and breaker inspection RPU UPS status
THR-ACC | 24 | 1 Year - EICT, PLC, RPU functionality and operational tests (AS PER ACTIVITY LIST) | Gallery Ventilaiton RPUs | THR-ACC-RPU | 5000000 | THR-ACC-RPU-0004 | Visual inspection of RPUs cleanliness wiring condition PLC status fuse and breaker inspection RPU UPS status
THR-ACC | 24 | 1 Year - EICT, PLC, RPU functionality and operational tests (AS PER ACTIVITY LIST) | Gallery Ventilaiton RPUs | THR-ACC-RPU | 4000000 | THR-ACC-RPU-0003B | Visual inspection of RPUs cleanliness wiring condition PLC status fuse and breaker inspection RPU UPS status
THR-ACC | 24 | 1 Year - EICT, PLC, RPU functionality and operational tests (AS PER ACTIVITY LIST) | Gallery Ventilaiton RPUs | THR-ACC-RPU | 6000000 | THR-ACC-RPU-0006 | Visual inspection of RPUs cleanliness wiring condition PLC status fuse and breaker inspection RPU UPS status
THR-ACC | 24 | 1 Year - EICT, PLC, RPU functionality and operational tests (AS PER ACTIVITY LIST) | Gallery Ventilaiton RPUs | THR-ACC-RPU | 8000000 | THR-ACC-RPU-0020 | Visual inspection of RPUs cleanliness wiring condition PLC status fuse and breaker inspection RPU UPS status
THR-ACC | 24 | 1 Year - EICT, PLC, RPU functionality and operational tests (AS PER ACTIVITY LIST) | Gallery Ventilaiton RPUs | THR-ACC-RPU | 7000000 | THR-ACC-RPU-0007 | Visual inspection of RPUs cleanliness wiring condition PLC status fuse and breaker inspection RPU UPS status
THR-ACC | 24 | 1 Year - EICT, PLC, RPU functionality and operational tests (AS PER ACTIVITY LIST) | Gallery Ventilaiton RPUs | THR-ACC-RPU | 9000000 | THR-ACC-RPU-0701 | Visual inspection of RPUs cleanliness wiring condition PLC status fuse and breaker inspection RPU UPS status
THR-ACC | 24 | 1 Year - EICT, PLC, RPU functionality and operational tests (AS PER ACTIVITY LIST) | Gallery Ventilaiton RPUs | THR-ACC-RPU | 10000000 | THR-ACC-OIT-0001 | Visual inspection of RPUs cleanliness wiring condition PLC status fuse and breaker inspection RPU UPS status
THR-ACC | 24 | 1 Year - EICT, PLC, RPU functionality and operational tests (AS PER ACTIVITY LIST) | Gallery Ventilaiton RPUs | THR-ACC-RPU | 11000000 | THR-AI-RPU-0100 | Visual inspection of RPUs cleanliness wiring condition PLC status fuse and breaker inspection RPU UPS status
THR-ACC | 24 | 1 Year - EICT, PLC, RPU functionality and operational tests (AS PER ACTIVITY LIST) | Gallery Ventilaiton RPUs | THR-ACC-RPU | 12000000 | THR-ACC-RPU-0100 | Visual inspection of RPUs cleanliness wiring condition PLC status fuse and breaker inspection RPU UPS status
THR-ACC | 24 | 1 Year - EICT, PLC, RPU functionality and operational tests (AS PER ACTIVITY LIST) | Gallery Ventilaiton RPUs | THR-ACC-RPU | 13000000 | THR-ACC-RPU-0200 | Visual inspection of RPUs cleanliness wiring condition PLC status fuse and breaker inspection RPU UPS status
THR-ACC | 25 | Monthly-IMM Glycol System Filter Element Inspection (AS PER LIST OF ACTIVITIES) | Air Conditioning, Glycol Heating Packages | THR-ACC-T | 3000000 | THR-ACC-T-0003 | Glycol System Filter Element Cleaning for
THR-ACC | 25 | Monthly-IMM Glycol System Filter Element Inspection (AS PER LIST OF ACTIVITIES) | Air Conditioning, Glycol Heating Packages | THR-ACC-T | 1000000 | THR-ACC-T-0001 | Glycol System Filter Element Cleaning for
THR-ACC | 25 | Monthly-IMM Glycol System Filter Element Inspection (AS PER LIST OF ACTIVITIES) | Air Conditioning, Glycol Heating Packages | THR-ACC-T | 4000000 | THR-ACC-T-0101 | Glycol System Filter Element Cleaning for
THR-ACC | 25 | Monthly-IMM Glycol System Filter Element Inspection (AS PER LIST OF ACTIVITIES) | Air Conditioning, Glycol Heating Packages | THR-ACC-T | 2000000 | THR-ACC-T-0002 | Glycol System Filter Element Cleaning for
THR-ACC | 25 | Monthly-IMM Glycol System Filter Element Inspection (AS PER LIST OF ACTIVITIES) | Air Conditioning, Glycol Heating Packages | THR-ACC-T | 5000000 | THR-ACC-T-0201 | Glycol System Filter Element Cleaning for
THR-ACC | 25 | Monthly-IMM Glycol System Filter Element Inspection (AS PER LIST OF ACTIVITIES) | Air Conditioning, Glycol Heating Packages | THR-ACC-T | 6000000 | THR-ACC-T-0206 | Glycol System Filter Element Cleaning for
THR-ACC | 25 | Monthly-IMM Glycol System Filter Element Inspection (AS PER LIST OF ACTIVITIES) | Air Conditioning, Glycol Heating Packages | THR-ACC-T | 8000000 | THR-ACC-T-0401S | Glycol System Filter Element Cleaning for
THR-ACC | 25 | Monthly-IMM Glycol System Filter Element Inspection (AS PER LIST OF ACTIVITIES) | Air Conditioning, Glycol Heating Packages | THR-ACC-T | 7000000 | THR-ACC-T-0301 | Glycol System Filter Element Cleaning for
THR-ACC | 25 | Monthly-IMM Glycol System Filter Element Inspection (AS PER LIST OF ACTIVITIES) | Air Conditioning, Glycol Heating Packages | THR-ACC-T | 9000000 | THR-ACC-T-0501 | Glycol System Filter Element Cleaning for
THR-ACC | 25 | Monthly-IMM Glycol System Filter Element Inspection (AS PER LIST OF ACTIVITIES) | Air Conditioning, Glycol Heating Packages | THR-ACC-T | 10000000 | THR-ACC-T-0601 | Glycol System Filter Element Cleaning for
THR-ACC | 25 | Monthly-IMM Glycol System Filter Element Inspection (AS PER LIST OF ACTIVITIES) | Air Conditioning, Glycol Heating Packages | THR-ACC-T | 12000000 | THR-ACC-T-0701 | Glycol System Filter Element Cleaning for
THR-ACC | 25 | Monthly-IMM Glycol System Filter Element Inspection (AS PER LIST OF ACTIVITIES) | Air Conditioning, Glycol Heating Packages | THR-ACC-T | 11000000 | THR-ACC-T-0611 | Glycol System Filter Element Cleaning for
THR-ACC | 25 | Monthly-IMM Glycol System Filter Element Inspection (AS PER LIST OF ACTIVITIES) | Air Conditioning, Glycol Heating Packages | THR-ACC-T | 13000000 | THR-ACC-T-0710 | Glycol System Filter Element Cleaning for
THR-ACC | 25 | Monthly-IMM Glycol System Filter Element Inspection (AS PER LIST OF ACTIVITIES) | Air Conditioning, Glycol Heating Packages | THR-ACC-T | 18000000 | THR-ACC-T-4901 | Glycol System Filter Element Cleaning for
THR-ACC | 25 | Monthly-IMM Glycol System Filter Element Inspection (AS PER LIST OF ACTIVITIES) | Air Conditioning, Glycol Heating Packages | THR-ACC-T | 14000000 | THR-ACC-T-0801 | Glycol System Filter Element Cleaning for
THR-ACC | 25 | Monthly-IMM Glycol System Filter Element Inspection (AS PER LIST OF ACTIVITIES) | Air Conditioning, Glycol Heating Packages | THR-ACC-T | 15000000 | THR-ACC-T-0901 | Glycol System Filter Element Cleaning for
THR-ACC | 25 | Monthly-IMM Glycol System Filter Element Inspection (AS PER LIST OF ACTIVITIES) | Air Conditioning, Glycol Heating Packages | THR-ACC-T | 16000000 | THR-ACC-T-1101 | Glycol System Filter Element Cleaning for
THR-ACC | 25 | Monthly-IMM Glycol System Filter Element Inspection (AS PER LIST OF ACTIVITIES) | Air Conditioning, Glycol Heating Packages | THR-ACC-T | 17000000 | THR-ACC-T-3601 | Glycol System Filter Element Cleaning for
THR-AER | 5 | Monthly - IMM Inspection of the aeration blower supply air inlet filter for dirt build up | Filter, Roll Media, Supply Air, Aeration Blower 1411 & 1511 | THR-AER-F-0520 | 1000000 | THR-AER-F-0520 | THR Inspect the aeration blower air inlet filter media for dirt build up
THR-AER | 5 | Monthly - IMM Inspection of the aeration blower supply air inlet filter for dirt build up | Filter, Roll Media, Supply Air, Aeration Blower 1411 & 1511 | THR-AER-F-0520 | 2000000 | THR-AER-F-0520A | THR Inspect the aeration blower air inlet filter media for dirt build up
THR-AER | 5 | Monthly - IMM Inspection of the aeration blower supply air inlet filter for dirt build up | Filter, Bag, Supply Air, Aeration Blower 1311 | THR-AER-F-1311 | 2000000 | THR-AER-F-1310 | THR Inspect the aeration blower air inlet bag filter for dirt build up
THR-AER | 5 | Monthly - IMM Inspection of the aeration blower supply air inlet filter for dirt build up | Filter, Bag, Supply Air, Aeration Blower 1311 | THR-AER-F-1311 | 1000000 | THR-AER-F-1311 | THR Inspect the aeration blower air inlet bag filter for dirt build up
THR-AER | 10 | 6 Months - EICT Calibration of Dissolved Oxygen meters | Analyzer, Indicating Transmitter, Dissolved Oxygen, Aeration Tanks | THR-AER-AIT | 2000000 | THR-AER-AIT-0710 | Calibration of the DO meter
THR-AER | 10 | 6 Months - EICT Calibration of Dissolved Oxygen meters | Analyzer, Indicating Transmitter, Dissolved Oxygen, Aeration Tanks | THR-AER-AIT | 1000000 | THR-AER-AIT-0610 | Calibration of the DO meter
THR-AER | 10 | 6 Months - EICT Calibration of Dissolved Oxygen meters | Analyzer, Indicating Transmitter, Dissolved Oxygen, Aeration Tanks | THR-AER-AIT | 3000000 | THR-AER-AIT-0810 | Calibration of the DO meter
THR-AER | 10 | 6 Months - EICT Calibration of Dissolved Oxygen meters | Analyzer, Indicating Transmitter, Dissolved Oxygen, Aeration Tanks (South) | THR-AER-AIT(NEW) | 1000000 | THR-AER-AIT-0500 | Calibration and Inspection od the DO meter as per and attached procedure for
THR-AER | 10 | 6 Months - EICT Calibration of Dissolved Oxygen meters | Analyzer, Indicating Transmitter, Dissolved Oxygen, Aeration Tanks (South) | THR-AER-AIT(NEW) | 2000000 | THR-AER-AIT-0501 | Calibration and Inspection od the DO meter as per and attached procedure for
THR-AER | 10 | 6 Months - EICT Calibration of Dissolved Oxygen meters | Analyzer, Indicating Transmitter, Dissolved Oxygen, Aeration Tanks (South) | THR-AER-AIT(NEW) | 4000000 | THR-AER-AIT-0503 | Calibration and Inspection od the DO meter as per and attached procedure for
THR-AER | 10 | 6 Months - EICT Calibration of Dissolved Oxygen meters | Analyzer, Indicating Transmitter, Dissolved Oxygen, Aeration Tanks (South) | THR-AER-AIT(NEW) | 3000000 | THR-AER-AIT-0502 | Calibration and Inspection od the DO meter as per and attached procedure for
THR-AER | 10 | 6 Months - EICT Calibration of Dissolved Oxygen meters | Analyzer, Indicating Transmitter, Dissolved Oxygen, Aeration Tanks (South) | THR-AER-AIT(NEW) | 6000000 | THR-AER-AIT-0100 | Calibration and Inspection od the DO meter as per and attached procedure for
THR-AER | 10 | 6 Months - EICT Calibration of Dissolved Oxygen meters | Analyzer, Indicating Transmitter, Dissolved Oxygen, Aeration Tanks (South) | THR-AER-AIT(NEW) | 5000000 | THR-AER-AIT-0504 | Calibration and Inspection od the DO meter as per and attached procedure for
THR-AER | 10 | 6 Months - EICT Calibration of Dissolved Oxygen meters | Analyzer, Indicating Transmitter, Dissolved Oxygen, Aeration Tanks (South) | THR-AER-AIT(NEW) | 7000000 | THR-AER-AIT-0101 | Calibration and Inspection od the DO meter as per and attached procedure for
THR-AER | 10 | 6 Months - EICT Calibration of Dissolved Oxygen meters | Analyzer, Indicating Transmitter, Dissolved Oxygen, Aeration Tanks (South) | THR-AER-AIT(NEW) | 12000000 | THR-AER-AIT-0201 | Calibration and Inspection od the DO meter as per and attached procedure for
THR-AER | 10 | 6 Months - EICT Calibration of Dissolved Oxygen meters | Analyzer, Indicating Transmitter, Dissolved Oxygen, Aeration Tanks (South) | THR-AER-AIT(NEW) | 8000000 | THR-AER-AIT-0102 | Calibration and Inspection od the DO meter as per and attached procedure for
THR-AER | 10 | 6 Months - EICT Calibration of Dissolved Oxygen meters | Analyzer, Indicating Transmitter, Dissolved Oxygen, Aeration Tanks (South) | THR-AER-AIT(NEW) | 13000000 | THR-AER-AIT-0202 | Calibration and Inspection od the DO meter as per and attached procedure for
THR-AER | 10 | 6 Months - EICT Calibration of Dissolved Oxygen meters | Analyzer, Indicating Transmitter, Dissolved Oxygen, Aeration Tanks (South) | THR-AER-AIT(NEW) | 9000000 | THR-AER-AIT-0103 | Calibration and Inspection od the DO meter as per and attached procedure for
THR-AER | 10 | 6 Months - EICT Calibration of Dissolved Oxygen meters | Analyzer, Indicating Transmitter, Dissolved Oxygen, Aeration Tanks (South) | THR-AER-AIT(NEW) | 14000000 | THR-AER-AIT-0203 | Calibration and Inspection od the DO meter as per and attached procedure for
THR-AER | 10 | 6 Months - EICT Calibration of Dissolved Oxygen meters | Analyzer, Indicating Transmitter, Dissolved Oxygen, Aeration Tanks (South) | THR-AER-AIT(NEW) | 10000000 | THR-AER-AIT-0104 | Calibration and Inspection od the DO meter as per and attached procedure for
THR-AER | 10 | 6 Months - EICT Calibration of Dissolved Oxygen meters | Analyzer, Indicating Transmitter, Dissolved Oxygen, Aeration Tanks (South) | THR-AER-AIT(NEW) | 15000000 | THR-AER-AIT-0204 | Calibration and Inspection od the DO meter as per and attached procedure for
THR-AER | 10 | 6 Months - EICT Calibration of Dissolved Oxygen meters | Analyzer, Indicating Transmitter, Dissolved Oxygen, Aeration Tanks (South) | THR-AER-AIT(NEW) | 11000000 | THR-AER-AIT-0200 | Calibration and Inspection od the DO meter as per and attached procedure for
THR-AER | 10 | 6 Months - EICT Calibration of Dissolved Oxygen meters | Analyzer, Indicating Transmitter, Dissolved Oxygen, Aeration Tanks (South) | THR-AER-AIT(NEW) | 17000000 | THR-AER-AIT-0301 | Calibration and Inspection od the DO meter as per and attached procedure for
THR-AER | 10 | 6 Months - EICT Calibration of Dissolved Oxygen meters | Analyzer, Indicating Transmitter, Dissolved Oxygen, Aeration Tanks (South) | THR-AER-AIT(NEW) | 16000000 | THR-AER-AIT-0300 | Calibration and Inspection od the DO meter as per and attached procedure for
THR-AER | 10 | 6 Months - EICT Calibration of Dissolved Oxygen meters | Analyzer, Indicating Transmitter, Dissolved Oxygen, Aeration Tanks (South) | THR-AER-AIT(NEW) | 18000000 | THR-AER-AIT-0302 | Calibration and Inspection od the DO meter as per and attached procedure for
THR-AER | 10 | 6 Months - EICT Calibration of Dissolved Oxygen meters | Analyzer, Indicating Transmitter, Dissolved Oxygen, Aeration Tanks (South) | THR-AER-AIT(NEW) | 19000000 | THR-AER-AIT-0303 | Calibration and Inspection od the DO meter as per and attached procedure for
THR-AER | 10 | 6 Months - EICT Calibration of Dissolved Oxygen meters | Analyzer, Indicating Transmitter, Dissolved Oxygen, Aeration Tanks (South) | THR-AER-AIT(NEW) | 20000000 | THR-AER-AIT-0304 | Calibration and Inspection od the DO meter as per and attached procedure for
THR-AER | 10 | 6 Months - EICT Calibration of Dissolved Oxygen meters | Analyzer, Indicating Transmitter, Dissolved Oxygen, Aeration Tanks (South) | THR-AER-AIT(NEW) | 22000000 | THR-AER-AIT-0401 | Calibration and Inspection od the DO meter as per and attached procedure for
THR-AER | 10 | 6 Months - EICT Calibration of Dissolved Oxygen meters | Analyzer, Indicating Transmitter, Dissolved Oxygen, Aeration Tanks (South) | THR-AER-AIT(NEW) | 21000000 | THR-AER-AIT-0400 | Calibration and Inspection od the DO meter as per and attached procedure for
THR-AER | 10 | 6 Months - EICT Calibration of Dissolved Oxygen meters | Analyzer, Indicating Transmitter, Dissolved Oxygen, Aeration Tanks (South) | THR-AER-AIT(NEW) | 24000000 | THR-AER-AIT-0403 | Calibration and Inspection od the DO meter as per and attached procedure for
THR-AER | 10 | 6 Months - EICT Calibration of Dissolved Oxygen meters | Analyzer, Indicating Transmitter, Dissolved Oxygen, Aeration Tanks (South) | THR-AER-AIT(NEW) | 23000000 | THR-AER-AIT-0402 | Calibration and Inspection od the DO meter as per and attached procedure for
THR-AER | 10 | 6 Months - EICT Calibration of Dissolved Oxygen meters | Analyzer, Indicating Transmitter, Dissolved Oxygen, Aeration Tanks (South) | THR-AER-AIT(NEW) | 25000000 | THR-AER-AIT-0404 | Calibration and Inspection od the DO meter as per and attached procedure for
THR-AER | 11 | 6 Months - EICT Inspect/replace pneumatic positioner air filter | Valve, Butterfly, Act., Tank 0110, Process Air, Aeration - South | THR-AER-V-0103 | 2000000 | THR-AER-V-0104 | Inspectreplace pneumatic positioner air filter
THR-AER | 11 | 6 Months - EICT Inspect/replace pneumatic positioner air filter | Valve, Butterfly, Act., Tank 0110, Process Air, Aeration - South | THR-AER-V-0103 | 1000000 | THR-AER-V-0103 | Inspectreplace pneumatic positioner air filter
THR-AER | 11 | 6 Months - EICT Inspect/replace pneumatic positioner air filter | Valve, Butterfly, Act., Tank 0110, Process Air, Aeration - South | THR-AER-V-0103 | 3000000 | THR-AER-V-0105 | Inspectreplace pneumatic positioner air filter
THR-AER | 11 | 6 Months - EICT Inspect/replace pneumatic positioner air filter | Valve, Butterfly, Act., Tank 0110, Process Air, Aeration - South | THR-AER-V-0103 | 5000000 | THR-AER-V-0123 | Inspectreplace pneumatic positioner air filter
THR-AER | 11 | 6 Months - EICT Inspect/replace pneumatic positioner air filter | Valve, Butterfly, Act., Tank 0110, Process Air, Aeration - South | THR-AER-V-0103 | 4000000 | THR-AER-V-0121 | Inspectreplace pneumatic positioner air filter
THR-AER | 11 | 6 Months - EICT Inspect/replace pneumatic positioner air filter | Valve, Butterfly, Act.,Tank 0210, Process Air, Aeration - South | THR-AER-V-0203 | 1000000 | THR-AER-V-0203 | Inspectreplace pneumatic positioner air filter
THR-AER | 11 | 6 Months - EICT Inspect/replace pneumatic positioner air filter | Valve, Butterfly, Act.,Tank 0210, Process Air, Aeration - South | THR-AER-V-0203 | 3000000 | THR-AER-V-0205 | Inspectreplace pneumatic positioner air filter
THR-AER | 11 | 6 Months - EICT Inspect/replace pneumatic positioner air filter | Valve, Butterfly, Act.,Tank 0210, Process Air, Aeration - South | THR-AER-V-0203 | 2000000 | THR-AER-V-0204 | Inspectreplace pneumatic positioner air filter
THR-AER | 11 | 6 Months - EICT Inspect/replace pneumatic positioner air filter | Valve, Butterfly, Act.,Tank 0210, Process Air, Aeration - South | THR-AER-V-0203 | 4000000 | THR-AER-V-0221 | Inspectreplace pneumatic positioner air filter
THR-AER | 11 | 6 Months - EICT Inspect/replace pneumatic positioner air filter | Valve, Butterfly, Act.,Tank 0210, Process Air, Aeration - South | THR-AER-V-0203 | 5000000 | THR-AER-V-0223 | Inspectreplace pneumatic positioner air filter
THR-AER | 11 | 6 Months - EICT Inspect/replace pneumatic positioner air filter | Valve, Butterfly, Act.,Tank 0310, Process Air, Aeration - South | THR-AER-V-0303 | 2000000 | THR-AER-V-0304 | Inspectreplace pneumatic positioner air filter
THR-AER | 11 | 6 Months - EICT Inspect/replace pneumatic positioner air filter | Valve, Butterfly, Act.,Tank 0310, Process Air, Aeration - South | THR-AER-V-0303 | 1000000 | THR-AER-V-0303 | Inspectreplace pneumatic positioner air filter
THR-AER | 11 | 6 Months - EICT Inspect/replace pneumatic positioner air filter | Valve, Butterfly, Act.,Tank 0310, Process Air, Aeration - South | THR-AER-V-0303 | 3000000 | THR-AER-V-0305 | Inspectreplace pneumatic positioner air filter
THR-AER | 11 | 6 Months - EICT Inspect/replace pneumatic positioner air filter | Valve, Butterfly, Act.,Tank 0310, Process Air, Aeration - South | THR-AER-V-0303 | 4000000 | THR-AER-V-0321 | Inspectreplace pneumatic positioner air filter
THR-AER | 11 | 6 Months - EICT Inspect/replace pneumatic positioner air filter | Valve, Butterfly, Act.,Tank 0310, Process Air, Aeration - South | THR-AER-V-0303 | 5000000 | THR-AER-V-0323 | Inspectreplace pneumatic positioner air filter
THR-AER | 11 | 6 Months - EICT Inspect/replace pneumatic positioner air filter | Valve, Butterfly, Act.,Tank 0510, Process Air, Aeration - South | THR-AER-V-0503 | 1000000 | THR-AER-V-0503 | Inspectreplace pneumatic positioner air filter
THR-AER | 11 | 6 Months - EICT Inspect/replace pneumatic positioner air filter | Valve, Butterfly, Act.,Tank 0510, Process Air, Aeration - South | THR-AER-V-0503 | 2000000 | THR-AER-V-0504 | Inspectreplace pneumatic positioner air filter
THR-AER | 11 | 6 Months - EICT Inspect/replace pneumatic positioner air filter | Valve, Butterfly, Act.,Tank 0510, Process Air, Aeration - South | THR-AER-V-0503 | 3000000 | THR-AER-V-0521 | Inspectreplace pneumatic positioner air filter
THR-AER | 11 | 6 Months - EICT Inspect/replace pneumatic positioner air filter | Valve, Butterfly, Act.,Tank 0510, Process Air, Aeration - South | THR-AER-V-0503 | 4000000 | THR-AER-V-0523 | Inspectreplace pneumatic positioner air filter
THR-AER | 11 | 6 Months - EICT Inspect/replace pneumatic positioner air filter | Valve, Butterfly, Inlet, Tank 600, Secondary Treatment, Aeration - North | THR-AER-V-0603 | 1000000 | THR-AER-V-0603 | Inspectreplace pneumatic positioner air filter
THR-AER | 11 | 6 Months - EICT Inspect/replace pneumatic positioner air filter | Valve, Butterfly, Inlet, Tank 600, Secondary Treatment, Aeration - North | THR-AER-V-0603 | 3000000 | THR-AER-V-0703 | Inspectreplace pneumatic positioner air filter
THR-AER | 11 | 6 Months - EICT Inspect/replace pneumatic positioner air filter | Valve, Butterfly, Inlet, Tank 600, Secondary Treatment, Aeration - North | THR-AER-V-0603 | 2000000 | THR-AER-V-0622 | Inspectreplace pneumatic positioner air filter
THR-AER | 11 | 6 Months - EICT Inspect/replace pneumatic positioner air filter | Valve, Butterfly, Inlet, Tank 600, Secondary Treatment, Aeration - North | THR-AER-V-0603 | 4000000 | THR-AER-V-0722 | Inspectreplace pneumatic positioner air filter
THR-AER | 11 | 6 Months - EICT Inspect/replace pneumatic positioner air filter | Valve, Butterfly, Inlet, Tank 600, Secondary Treatment, Aeration - North | THR-AER-V-0603 | 5000000 | THR-AER-V-0803 | Inspectreplace pneumatic positioner air filter
THR-AER | 11 | 6 Months - EICT Inspect/replace pneumatic positioner air filter | Valve, Butterfly, Inlet, Tank 600, Secondary Treatment, Aeration - North | THR-AER-V-0603 | 6000000 | THR-AER-V-0822 | Inspectreplace pneumatic positioner air filter
THR-AER | 11 | 6 Months - EICT Inspect/replace pneumatic positioner air filter | Valve,Plug, Isolation, Tank 1600 to Suction Header, RAS Pumping - South | THR-FT-V-2503 | 2000000 | THR-FT-V-2513 | Inspectreplace pneumatic positioner air filter
THR-AER | 11 | 6 Months - EICT Inspect/replace pneumatic positioner air filter | Valve,Plug, Isolation, Tank 1600 to Suction Header, RAS Pumping - South | THR-FT-V-2503 | 3000000 | THR-FT-V-2530 | Inspectreplace pneumatic positioner air filter
THR-AER | 11 | 6 Months - EICT Inspect/replace pneumatic positioner air filter | Valve,Plug, Isolation, Tank 1600 to Suction Header, RAS Pumping - South | THR-FT-V-2503 | 1000000 | THR-FT-V-2503 | Inspectreplace pneumatic positioner air filter
THR-AER | 11 | 6 Months - EICT Inspect/replace pneumatic positioner air filter | Valve,Plug, Isolation, Tank 1600 to Suction Header, RAS Pumping - South | THR-FT-V-2503 | 4000000 | THR-FT-V-2632 | Inspectreplace pneumatic positioner air filter
THR-AER | 11 | 6 Months - EICT Inspect/replace pneumatic positioner air filter | Valve,Plug, Isolation, Tank 1600 to Suction Header, RAS Pumping - South | THR-FT-V-2503 | 5000000 | THR-FT-V-2603 | Inspectreplace pneumatic positioner air filter
THR-AER | 11 | 6 Months - EICT Inspect/replace pneumatic positioner air filter | Valve,Plug, Outlet, Final Tank 2100, Secondary Treatment, RAS Pumping - North | THR-FT-V-2613 | 2000000 | THR-FT-V-2632 | Inspectreplace pneumatic positioner air filter
THR-AER | 11 | 6 Months - EICT Inspect/replace pneumatic positioner air filter | Valve,Plug, Outlet, Final Tank 2100, Secondary Treatment, RAS Pumping - North | THR-FT-V-2613 | 3000000 | THR-FT-V-2703 | Inspectreplace pneumatic positioner air filter
THR-AER | 11 | 6 Months - EICT Inspect/replace pneumatic positioner air filter | Valve,Plug, Outlet, Final Tank 2100, Secondary Treatment, RAS Pumping - North | THR-FT-V-2613 | 4000000 | THR-FT-V-2713 | Inspectreplace pneumatic positioner air filter
THR-AER | 11 | 6 Months - EICT Inspect/replace pneumatic positioner air filter | Valve,Plug, Outlet, Final Tank 2100, Secondary Treatment, RAS Pumping - North | THR-FT-V-2613 | 1000000 | THR-FT-V-2613 | Inspectreplace pneumatic positioner air filter
THR-AER | 11 | 6 Months - EICT Inspect/replace pneumatic positioner air filter | Valve,Plug, Outlet, Final Tank 2100, Secondary Treatment, RAS Pumping - North | THR-FT-V-2613 | 5000000 | THR-FT-V-2732 | Inspectreplace pneumatic positioner air filter
THR-AER | 12 | Yearly - EICT Verification check of Aeration Air flow meters | Flow Indicating Transmitter, Air flow to tank, Secondary Treatment,North Aeration Tanks | THR-AER-FIT-AIR-N | 1000000 | THR-AER-FIT-0621 | Verification check of the aeration air flow meterfor
THR-AER | 12 | Yearly - EICT Verification check of Aeration Air flow meters | Flow Indicating Transmitter, Air flow to tank, Secondary Treatment,North Aeration Tanks | THR-AER-FIT-AIR-N | 3000000 | THR-AER-FIT-0821 | Verification check of the aeration air flow meterfor
THR-AER | 12 | Yearly - EICT Verification check of Aeration Air flow meters | Flow Indicating Transmitter, Air flow to tank, Secondary Treatment,North Aeration Tanks | THR-AER-FIT-AIR-N | 2000000 | THR-AER-FIT-0721 | Verification check of the aeration air flow meterfor
THR-AER | 12 | Yearly - EICT Verification check of Aeration Air flow meters | Flow Indicating Transmitter, Air flow to tank, Secondary Treatment,North Aeration Tanks | THR-AER-FIT-AIR-N | 4000000 | THR-AER-FIT-1024 | Verification check of the aeration air flow meterfor
THR-AER | 12 | Yearly - EICT Verification check of Aeration Air flow meters | Flow Indicating Transmitter,Air flow to tank, Secondary Treatment,South Aeration Tanks | THR-AER-FIT-AIR-S | 2000000 | THR-AER-FIT-0101 | Verification check of the aeration air flow meterfor
THR-AER | 12 | Yearly - EICT Verification check of Aeration Air flow meters | Flow Indicating Transmitter,Air flow to tank, Secondary Treatment,South Aeration Tanks | THR-AER-FIT-AIR-S | 3000000 | THR-AER-FIT-0102 | Verification check of the aeration air flow meterfor
THR-AER | 12 | Yearly - EICT Verification check of Aeration Air flow meters | Flow Indicating Transmitter,Air flow to tank, Secondary Treatment,South Aeration Tanks | THR-AER-FIT-AIR-S | 1000000 | THR-AER-FIT-0100 | Verification check of the aeration air flow meterfor
THR-AER | 12 | Yearly - EICT Verification check of Aeration Air flow meters | Flow Indicating Transmitter,Air flow to tank, Secondary Treatment,South Aeration Tanks | THR-AER-FIT-AIR-S | 5000000 | THR-AER-FIT-0104 | Verification check of the aeration air flow meterfor
THR-AER | 12 | Yearly - EICT Verification check of Aeration Air flow meters | Flow Indicating Transmitter,Air flow to tank, Secondary Treatment,South Aeration Tanks | THR-AER-FIT-AIR-S | 4000000 | THR-AER-FIT-0103 | Verification check of the aeration air flow meterfor
THR-AER | 12 | Yearly - EICT Verification check of Aeration Air flow meters | Flow Indicating Transmitter,Air flow to tank, Secondary Treatment,South Aeration Tanks | THR-AER-FIT-AIR-S | 6000000 | THR-AER-FIT-0200 | Verification check of the aeration air flow meterfor
THR-AER | 12 | Yearly - EICT Verification check of Aeration Air flow meters | Flow Indicating Transmitter,Air flow to tank, Secondary Treatment,South Aeration Tanks | THR-AER-FIT-AIR-S | 8000000 | THR-AER-FIT-0202 | Verification check of the aeration air flow meterfor
THR-AER | 12 | Yearly - EICT Verification check of Aeration Air flow meters | Flow Indicating Transmitter,Air flow to tank, Secondary Treatment,South Aeration Tanks | THR-AER-FIT-AIR-S | 7000000 | THR-AER-FIT-0201 | Verification check of the aeration air flow meterfor
THR-AER | 12 | Yearly - EICT Verification check of Aeration Air flow meters | Flow Indicating Transmitter,Air flow to tank, Secondary Treatment,South Aeration Tanks | THR-AER-FIT-AIR-S | 15000000 | THR-AER-FIT-0504 | Verification check of the aeration air flow meterfor
THR-AER | 12 | Yearly - EICT Verification check of Aeration Air flow meters | Flow Indicating Transmitter,Air flow to tank, Secondary Treatment,South Aeration Tanks | THR-AER-FIT-AIR-S | 9000000 | THR-AER-FIT-0203 | Verification check of the aeration air flow meterfor
THR-AER | 12 | Yearly - EICT Verification check of Aeration Air flow meters | Flow Indicating Transmitter,Air flow to tank, Secondary Treatment,South Aeration Tanks | THR-AER-FIT-AIR-S | 18000000 | THR-AER-FIT-0301 | Verification check of the aeration air flow meterfor
THR-AER | 12 | Yearly - EICT Verification check of Aeration Air flow meters | Flow Indicating Transmitter,Air flow to tank, Secondary Treatment,South Aeration Tanks | THR-AER-FIT-AIR-S | 10000000 | THR-AER-FIT-0204 | Verification check of the aeration air flow meterfor
THR-AER | 12 | Yearly - EICT Verification check of Aeration Air flow meters | Flow Indicating Transmitter,Air flow to tank, Secondary Treatment,South Aeration Tanks | THR-AER-FIT-AIR-S | 20000000 | THR-AER-FIT-0303 | Verification check of the aeration air flow meterfor
THR-AER | 12 | Yearly - EICT Verification check of Aeration Air flow meters | Flow Indicating Transmitter,Air flow to tank, Secondary Treatment,South Aeration Tanks | THR-AER-FIT-AIR-S | 11000000 | THR-AER-FIT-0500 | Verification check of the aeration air flow meterfor
THR-AER | 12 | Yearly - EICT Verification check of Aeration Air flow meters | Flow Indicating Transmitter,Air flow to tank, Secondary Treatment,South Aeration Tanks | THR-AER-FIT-AIR-S | 21000000 | THR-AER-FIT-0304 | Verification check of the aeration air flow meterfor
THR-AER | 12 | Yearly - EICT Verification check of Aeration Air flow meters | Flow Indicating Transmitter,Air flow to tank, Secondary Treatment,South Aeration Tanks | THR-AER-FIT-AIR-S | 12000000 | THR-AER-FIT-0501 | Verification check of the aeration air flow meterfor
THR-AER | 12 | Yearly - EICT Verification check of Aeration Air flow meters | Flow Indicating Transmitter,Air flow to tank, Secondary Treatment,South Aeration Tanks | THR-AER-FIT-AIR-S | 22000000 | THR-AER-FIT-0400 | Verification check of the aeration air flow meterfor
THR-AER | 12 | Yearly - EICT Verification check of Aeration Air flow meters | Flow Indicating Transmitter,Air flow to tank, Secondary Treatment,South Aeration Tanks | THR-AER-FIT-AIR-S | 13000000 | THR-AER-FIT-0502 | Verification check of the aeration air flow meterfor
THR-AER | 12 | Yearly - EICT Verification check of Aeration Air flow meters | Flow Indicating Transmitter,Air flow to tank, Secondary Treatment,South Aeration Tanks | THR-AER-FIT-AIR-S | 23000000 | THR-AER-FIT-0401 | Verification check of the aeration air flow meterfor
THR-AER | 12 | Yearly - EICT Verification check of Aeration Air flow meters | Flow Indicating Transmitter,Air flow to tank, Secondary Treatment,South Aeration Tanks | THR-AER-FIT-AIR-S | 14000000 | THR-AER-FIT-0503 | Verification check of the aeration air flow meterfor
THR-AER | 12 | Yearly - EICT Verification check of Aeration Air flow meters | Flow Indicating Transmitter,Air flow to tank, Secondary Treatment,South Aeration Tanks | THR-AER-FIT-AIR-S | 16000000 | THR-AER-FIT-0506 | Verification check of the aeration air flow meterfor
THR-AER | 12 | Yearly - EICT Verification check of Aeration Air flow meters | Flow Indicating Transmitter,Air flow to tank, Secondary Treatment,South Aeration Tanks | THR-AER-FIT-AIR-S | 17000000 | THR-AER-FIT-0300 | Verification check of the aeration air flow meterfor
THR-AER | 12 | Yearly - EICT Verification check of Aeration Air flow meters | Flow Indicating Transmitter,Air flow to tank, Secondary Treatment,South Aeration Tanks | THR-AER-FIT-AIR-S | 19000000 | THR-AER-FIT-0302 | Verification check of the aeration air flow meterfor
THR-AER | 12 | Yearly - EICT Verification check of Aeration Air flow meters | Flow Indicating Transmitter,Air flow to tank, Secondary Treatment,South Aeration Tanks | THR-AER-FIT-AIR-S | 24000000 | THR-AER-FIT-0402 | Verification check of the aeration air flow meterfor
THR-AER | 12 | Yearly - EICT Verification check of Aeration Air flow meters | Flow Indicating Transmitter,Air flow to tank, Secondary Treatment,South Aeration Tanks | THR-AER-FIT-AIR-S | 25000000 | THR-AER-FIT-0403 | Verification check of the aeration air flow meterfor
THR-AER | 12 | Yearly - EICT Verification check of Aeration Air flow meters | Flow Indicating Transmitter,Air flow to tank, Secondary Treatment,South Aeration Tanks | THR-AER-FIT-AIR-S | 26000000 | THR-AER-FIT-0404 | Verification check of the aeration air flow meterfor
THR-AER | 13 | Yearly - IMM Exercising, lubrication and Inspection of the Aeration Tank Sluice Gates (as per list of Activities) | Gate, Sluice, Secondary Treatment, Aeration | THR-AER-G | 1000000 | THR-AER-G-0041 | Exercise lubrication and inspection of the aeration tank sluice gateas per 2A5 and 2A6 for
THR-AER | 13 | Yearly - IMM Exercising, lubrication and Inspection of the Aeration Tank Sluice Gates (as per list of Activities) | Gate, Sluice, Secondary Treatment, Aeration | THR-AER-G | 2000000 | THR-AER-G-0042 | Exercise lubrication and inspection of the aeration tank sluice gateas per 2A5 and 2A6 for
THR-AER | 13 | Yearly - IMM Exercising, lubrication and Inspection of the Aeration Tank Sluice Gates (as per list of Activities) | Gate, Sluice, Secondary Treatment, Aeration | THR-AER-G | 3000000 | THR-AER-G-0043 | Exercise lubrication and inspection of the aeration tank sluice gateas per 2A5 and 2A6 for
THR-AER | 13 | Yearly - IMM Exercising, lubrication and Inspection of the Aeration Tank Sluice Gates (as per list of Activities) | Gate, Sluice, Secondary Treatment, Aeration | THR-AER-G | 5000000 | THR-AER-G-0045 | Exercise lubrication and inspection of the aeration tank sluice gateas per 2A5 and 2A6 for
THR-AER | 13 | Yearly - IMM Exercising, lubrication and Inspection of the Aeration Tank Sluice Gates (as per list of Activities) | Gate, Sluice, Secondary Treatment, Aeration | THR-AER-G | 4000000 | THR-AER-G-0044 | Exercise lubrication and inspection of the aeration tank sluice gateas per 2A5 and 2A6 for
THR-AER | 13 | Yearly - IMM Exercising, lubrication and Inspection of the Aeration Tank Sluice Gates (as per list of Activities) | Gate, Sluice, Secondary Treatment, Aeration | THR-AER-G | 6000000 | THR-AER-G-0101 | Exercise lubrication and inspection of the aeration tank sluice gateas per 2A5 and 2A6 for
THR-AER | 13 | Yearly - IMM Exercising, lubrication and Inspection of the Aeration Tank Sluice Gates (as per list of Activities) | Gate, Sluice, Secondary Treatment, Aeration | THR-AER-G | 7000000 | THR-AER-G-0102 | Exercise lubrication and inspection of the aeration tank sluice gateas per 2A5 and 2A6 for
THR-AER | 13 | Yearly - IMM Exercising, lubrication and Inspection of the Aeration Tank Sluice Gates (as per list of Activities) | Gate, Sluice, Secondary Treatment, Aeration | THR-AER-G | 8000000 | THR-AER-G-0201 | Exercise lubrication and inspection of the aeration tank sluice gateas per 2A5 and 2A6 for
THR-AER | 13 | Yearly - IMM Exercising, lubrication and Inspection of the Aeration Tank Sluice Gates (as per list of Activities) | Gate, Sluice, Secondary Treatment, Aeration | THR-AER-G | 11000000 | THR-AER-G-0502 | Exercise lubrication and inspection of the aeration tank sluice gateas per 2A5 and 2A6 for
THR-AER | 13 | Yearly - IMM Exercising, lubrication and Inspection of the Aeration Tank Sluice Gates (as per list of Activities) | Gate, Sluice, Secondary Treatment, Aeration | THR-AER-G | 9000000 | THR-AER-G-0202 | Exercise lubrication and inspection of the aeration tank sluice gateas per 2A5 and 2A6 for
THR-AER | 13 | Yearly - IMM Exercising, lubrication and Inspection of the Aeration Tank Sluice Gates (as per list of Activities) | Gate, Sluice, Secondary Treatment, Aeration | THR-AER-G | 13000000 | THR-AER-G-0302 | Exercise lubrication and inspection of the aeration tank sluice gateas per 2A5 and 2A6 for
THR-AER | 13 | Yearly - IMM Exercising, lubrication and Inspection of the Aeration Tank Sluice Gates (as per list of Activities) | Gate, Sluice, Secondary Treatment, Aeration | THR-AER-G | 10000000 | THR-AER-G-0501 | Exercise lubrication and inspection of the aeration tank sluice gateas per 2A5 and 2A6 for
THR-AER | 13 | Yearly - IMM Exercising, lubrication and Inspection of the Aeration Tank Sluice Gates (as per list of Activities) | Gate, Sluice, Secondary Treatment, Aeration | THR-AER-G | 14000000 | THR-AER-G-0401 | Exercise lubrication and inspection of the aeration tank sluice gateas per 2A5 and 2A6 for
THR-AER | 13 | Yearly - IMM Exercising, lubrication and Inspection of the Aeration Tank Sluice Gates (as per list of Activities) | Gate, Sluice, Secondary Treatment, Aeration | THR-AER-G | 12000000 | THR-AER-G-0301 | Exercise lubrication and inspection of the aeration tank sluice gateas per 2A5 and 2A6 for
THR-AER | 13 | Yearly - IMM Exercising, lubrication and Inspection of the Aeration Tank Sluice Gates (as per list of Activities) | Gate, Sluice, Secondary Treatment, Aeration | THR-AER-G | 15000000 | THR-AER-G-0402 | Exercise lubrication and inspection of the aeration tank sluice gateas per 2A5 and 2A6 for
THR-AER | 15 | Yearly - EICT Megger testing of blower motor and vibration monitor operation | Motor, Blower 1111, Secondary Treatment, Aeration - Blower System - South | THR-AER-M-1111 | 1000000 | THR-AER-VIT-1111 | Verify the axial trip alarm
THR-AER | 15 | Yearly - EICT Megger testing of blower motor and vibration monitor operation | Motor, Blower 1111, Secondary Treatment, Aeration - Blower System - South | THR-AER-M-1111 | 2000000 | THR-AER-MON-1118 | Verify the axial trip alarm
THR-AER | 15 | Yearly - EICT Megger testing of blower motor and vibration monitor operation | Motor, Blower 1211, Secondary Treatment, Aeration - Blower System - South | THR-AER-M-1211 | 1000000 | THR-AER-VIT-1211 | Verify the axial trip alarm
THR-AER | 15 | Yearly - EICT Megger testing of blower motor and vibration monitor operation | Motor, Blower 1211, Secondary Treatment, Aeration - Blower System - South | THR-AER-M-1211 | 2000000 | THR-AER-MON-1218 | Verify the axial trip alarm
THR-AER | 15 | Yearly - EICT Megger testing of blower motor and vibration monitor operation | Motor, Blower 1311, Secondary Treatment, Aeration - Blower System - South | THR-AER-M-1311 | 1000000 | THR-AER-VIT-1311 | Verify the axial trip alarm
THR-AER | 15 | Yearly - EICT Megger testing of blower motor and vibration monitor operation | Motor, Blower 1311, Secondary Treatment, Aeration - Blower System - South | THR-AER-M-1311 | 2000000 | THR-AER-MON-1318 | Verify the axial trip alarm
THR-AER | 15 | Yearly - EICT Megger testing of blower motor and vibration monitor operation | Motor, Blower 1411, Secondary Treatment, Aeration - Blower System - South | THR-AER-M-1411 | 2000000 | THR-AER-VIT-1402 | Verify the axialradial trip alarm
THR-AER | 15 | Yearly - EICT Megger testing of blower motor and vibration monitor operation | Motor, Blower 1411, Secondary Treatment, Aeration - Blower System - South | THR-AER-M-1411 | 3000000 | THR-AER-VIT-1403 | Verify the axialradial trip alarm
THR-AER | 15 | Yearly - EICT Megger testing of blower motor and vibration monitor operation | Motor, Blower 1411, Secondary Treatment, Aeration - Blower System - South | THR-AER-M-1411 | 1000000 | THR-AER-VIT-1401 | Verify the axialradial trip alarm
THR-AER | 15 | Yearly - EICT Megger testing of blower motor and vibration monitor operation | Motor, Blower 1411, Secondary Treatment, Aeration - Blower System - South | THR-AER-M-1411 | 6000000 | THR-AER-VIT-1406 | Verify the axialradial trip alarm
THR-AER | 15 | Yearly - EICT Megger testing of blower motor and vibration monitor operation | Motor, Blower 1411, Secondary Treatment, Aeration - Blower System - South | THR-AER-M-1411 | 4000000 | THR-AER-VIT-1404 | Verify the axialradial trip alarm
THR-AER | 15 | Yearly - EICT Megger testing of blower motor and vibration monitor operation | Motor, Blower 1411, Secondary Treatment, Aeration - Blower System - South | THR-AER-M-1411 | 7000000 | THR-AER-VIT-1407 | Verify the axialradial trip alarm
THR-AER | 15 | Yearly - EICT Megger testing of blower motor and vibration monitor operation | Motor, Blower 1411, Secondary Treatment, Aeration - Blower System - South | THR-AER-M-1411 | 5000000 | THR-AER-VIT-1405 | Verify the axialradial trip alarm
THR-AER | 15 | Yearly - EICT Megger testing of blower motor and vibration monitor operation | Motor, Blower 1411, Secondary Treatment, Aeration - Blower System - South | THR-AER-M-1411 | 8000000 | THR-AER-VIT-1408 | Verify the axialradial trip alarm
THR-AER | 15 | Yearly - EICT Megger testing of blower motor and vibration monitor operation | Motor, Blower 1511, Secondary Treatment, Aeration - Blower System - South | THR-AER-M-1511 | 1000000 | THR-AER-VIT-1501 | Verify the axialradial trip alarm
THR-AER | 15 | Yearly - EICT Megger testing of blower motor and vibration monitor operation | Motor, Blower 1511, Secondary Treatment, Aeration - Blower System - South | THR-AER-M-1511 | 2000000 | THR-AER-VIT-1502 | Verify the axialradial trip alarm
THR-AER | 15 | Yearly - EICT Megger testing of blower motor and vibration monitor operation | Motor, Blower 1511, Secondary Treatment, Aeration - Blower System - South | THR-AER-M-1511 | 3000000 | THR-AER-VIT-1503 | Verify the axialradial trip alarm
THR-AER | 15 | Yearly - EICT Megger testing of blower motor and vibration monitor operation | Motor, Blower 1511, Secondary Treatment, Aeration - Blower System - South | THR-AER-M-1511 | 4000000 | THR-AER-VIT-1504 | Verify the axialradial trip alarm
THR-AER | 15 | Yearly - EICT Megger testing of blower motor and vibration monitor operation | Motor, Blower 1511, Secondary Treatment, Aeration - Blower System - South | THR-AER-M-1511 | 5000000 | THR-AER-VIT-1505 | Verify the axialradial trip alarm
THR-AER | 15 | Yearly - EICT Megger testing of blower motor and vibration monitor operation | Motor, Blower 1511, Secondary Treatment, Aeration - Blower System - South | THR-AER-M-1511 | 6000000 | THR-AER-VIT-1506 | Verify the axialradial trip alarm
THR-AER | 15 | Yearly - EICT Megger testing of blower motor and vibration monitor operation | Motor, Blower 1511, Secondary Treatment, Aeration - Blower System - South | THR-AER-M-1511 | 7000000 | THR-AER-VIT-1507 | Verify the axialradial trip alarm
THR-AER | 15 | Yearly - EICT Megger testing of blower motor and vibration monitor operation | Motor, Blower 1511, Secondary Treatment, Aeration - Blower System - South | THR-AER-M-1511 | 8000000 | THR-AER-VIT-1508 | Verify the axialradial trip alarm
THR-AER | 15 | Yearly - EICT Megger testing of blower motor and vibration monitor operation | Motor, Blower 1611, Secondary Treatment, Aeration Blower System - North | THR-AER-M-1611 | 1000000 | THR-AER-MON-1618 | Verify the axial trip alarm
THR-AER | 15 | Yearly - EICT Megger testing of blower motor and vibration monitor operation | Motor, Blower 1611, Secondary Treatment, Aeration Blower System - North | THR-AER-M-1611 | 2000000 | THR-AER-VIT-1618 | Verify the axial trip alarm
THR-AER | 15 | Yearly - EICT Megger testing of blower motor and vibration monitor operation | Motor, Blower 1711, Secondary Treatment, Aeration Blower System - North | THR-AER-M-1711 | 1000000 | THR-AER-MON-1718 | Verify the axial trip alarm
THR-AER | 15 | Yearly - EICT Megger testing of blower motor and vibration monitor operation | Motor, Blower 1711, Secondary Treatment, Aeration Blower System - North | THR-AER-M-1711 | 2000000 | THR-AER-VIT-1718 | Verify the axial trip alarm
THR-AER | 15 | Yearly - EICT Megger testing of blower motor and vibration monitor operation | Motor, Blower 1811, Secondary Treatment, Aeration Blower System - North | THR-AER-M-1811 | 2000000 | THR-AER-VIT-1818 | Verify the axial trip alarm
THR-AER | 15 | Yearly - EICT Megger testing of blower motor and vibration monitor operation | Motor, Blower 1811, Secondary Treatment, Aeration Blower System - North | THR-AER-M-1811 | 1000000 | THR-AER-MON-1818 | Verify the axial trip alarm
THR-AER | 15 | Yearly - EICT Megger testing of blower motor and vibration monitor operation | Motor, Blower 1911, Secondary Treatment, Aeration Blower System - North | THR-AER-M-1911 | 1000000 | THR-AER-MON-1918 | Verify the axial trip alarm
THR-AER | 15 | Yearly - EICT Megger testing of blower motor and vibration monitor operation | Motor, Blower 1911, Secondary Treatment, Aeration Blower System - North | THR-AER-M-1911 | 2000000 | THR-AER-VIT-1918 | Verify the axial trip alarm
THR-AER | 23 | Plant Technician - Weekly Checks | Analyzer, Indicating Transmitter, Dissolved Oxygen, Aeration Tanks | THR-AER-AIT | 1000000 | THR-AER-AIT-0100 | AER12A1and Clean the Probe and do Functionality check of Compressor for
THR-AER | 23 | Plant Technician - Weekly Checks | Analyzer, Indicating Transmitter, Dissolved Oxygen, Aeration Tanks | THR-AER-AIT | 2000000 | THR-AER-AIT-0101 | AER12A1and Clean the Probe and do Functionality check of Compressor for
THR-AER | 23 | Plant Technician - Weekly Checks | Analyzer, Indicating Transmitter, Dissolved Oxygen, Aeration Tanks | THR-AER-AIT | 6000000 | THR-AER-AIT-0200 | AER12A1and Clean the Probe and do Functionality check of Compressor for
THR-AER | 23 | Plant Technician - Weekly Checks | Analyzer, Indicating Transmitter, Dissolved Oxygen, Aeration Tanks | THR-AER-AIT | 3000000 | THR-AER-AIT-0102 | AER12A1and Clean the Probe and do Functionality check of Compressor for
THR-AER | 23 | Plant Technician - Weekly Checks | Analyzer, Indicating Transmitter, Dissolved Oxygen, Aeration Tanks | THR-AER-AIT | 9000000 | THR-AER-AIT-0204 | AER12A1and Clean the Probe and do Functionality check of Compressor for
THR-AER | 23 | Plant Technician - Weekly Checks | Analyzer, Indicating Transmitter, Dissolved Oxygen, Aeration Tanks | THR-AER-AIT | 4000000 | THR-AER-AIT-0103 | AER12A1and Clean the Probe and do Functionality check of Compressor for
THR-AER | 23 | Plant Technician - Weekly Checks | Analyzer, Indicating Transmitter, Dissolved Oxygen, Aeration Tanks | THR-AER-AIT | 10000000 | THR-AER-AIT-0500 | AER12A1and Clean the Probe and do Functionality check of Compressor for
THR-AER | 23 | Plant Technician - Weekly Checks | Analyzer, Indicating Transmitter, Dissolved Oxygen, Aeration Tanks | THR-AER-AIT | 5000000 | THR-AER-AIT-0104 | AER12A1and Clean the Probe and do Functionality check of Compressor for
THR-AER | 23 | Plant Technician - Weekly Checks | Analyzer, Indicating Transmitter, Dissolved Oxygen, Aeration Tanks | THR-AER-AIT | 12000000 | THR-AER-AIT-0502 | AER12A1and Clean the Probe and do Functionality check of Compressor for
THR-AER | 23 | Plant Technician - Weekly Checks | Analyzer, Indicating Transmitter, Dissolved Oxygen, Aeration Tanks | THR-AER-AIT | 7000000 | THR-AER-AIT-0201 | AER12A1and Clean the Probe and do Functionality check of Compressor for
THR-AER | 23 | Plant Technician - Weekly Checks | Analyzer, Indicating Transmitter, Dissolved Oxygen, Aeration Tanks | THR-AER-AIT | 13000000 | THR-AER-AIT-0503 | AER12A1and Clean the Probe and do Functionality check of Compressor for
THR-AER | 23 | Plant Technician - Weekly Checks | Analyzer, Indicating Transmitter, Dissolved Oxygen, Aeration Tanks | THR-AER-AIT | 8000000 | THR-AER-AIT-0203 | AER12A1and Clean the Probe and do Functionality check of Compressor for
THR-AER | 23 | Plant Technician - Weekly Checks | Analyzer, Indicating Transmitter, Dissolved Oxygen, Aeration Tanks | THR-AER-AIT | 15000000 | THR-AER-AIT-0610 | AER12A1and Clean the Probe and do Functionality check of Compressor for
THR-AER | 23 | Plant Technician - Weekly Checks | Analyzer, Indicating Transmitter, Dissolved Oxygen, Aeration Tanks | THR-AER-AIT | 11000000 | THR-AER-AIT-0501 | AER12A1and Clean the Probe and do Functionality check of Compressor for
THR-AER | 23 | Plant Technician - Weekly Checks | Analyzer, Indicating Transmitter, Dissolved Oxygen, Aeration Tanks | THR-AER-AIT | 16000000 | THR-AER-AIT-0710 | AER12A1and Clean the Probe and do Functionality check of Compressor for
THR-AER | 23 | Plant Technician - Weekly Checks | Analyzer, Indicating Transmitter, Dissolved Oxygen, Aeration Tanks | THR-AER-AIT | 14000000 | THR-AER-AIT-0504 | AER12A1and Clean the Probe and do Functionality check of Compressor for
THR-AER | 23 | Plant Technician - Weekly Checks | Analyzer, Indicating Transmitter, Dissolved Oxygen, Aeration Tanks | THR-AER-AIT | 17000000 | THR-AER-AIT-0810 | AER12A1and Clean the Probe and do Functionality check of Compressor for
THR-AER | 23 | Plant Technician - Weekly Checks | Analyzer, Indicating Transmitter, Dissolved Oxygen, Aeration Tanks | THR-AER-AIT | 18000000 | THR-AER-AIT-0304 | AER12A1and Clean the Probe and do Functionality check of Compressor for
THR-AER | 23 | Plant Technician - Weekly Checks | Analyzer, Indicating Transmitter, Dissolved Oxygen, Aeration Tanks | THR-AER-AIT | 20000000 | THR-AER-AIT-0401 | AER12A1and Clean the Probe and do Functionality check of Compressor for
THR-AER | 23 | Plant Technician - Weekly Checks | Analyzer, Indicating Transmitter, Dissolved Oxygen, Aeration Tanks | THR-AER-AIT | 19000000 | THR-AER-AIT-0400 | AER12A1and Clean the Probe and do Functionality check of Compressor for
THR-AER | 23 | Plant Technician - Weekly Checks | Analyzer, Indicating Transmitter, Dissolved Oxygen, Aeration Tanks | THR-AER-AIT | 23000000 | THR-AER-AIT-0404 | AER12A1and Clean the Probe and do Functionality check of Compressor for
THR-AER | 23 | Plant Technician - Weekly Checks | Analyzer, Indicating Transmitter, Dissolved Oxygen, Aeration Tanks | THR-AER-AIT | 21000000 | THR-AER-AIT-0402 | AER12A1and Clean the Probe and do Functionality check of Compressor for
THR-AER | 23 | Plant Technician - Weekly Checks | Analyzer, Indicating Transmitter, Dissolved Oxygen, Aeration Tanks | THR-AER-AIT | 24000000 | THR-AER-AIT-0300 | AER12A1and Clean the Probe and do Functionality check of Compressor for
THR-AER | 23 | Plant Technician - Weekly Checks | Analyzer, Indicating Transmitter, Dissolved Oxygen, Aeration Tanks | THR-AER-AIT | 22000000 | THR-AER-AIT-0403 | AER12A1and Clean the Probe and do Functionality check of Compressor for
THR-AER | 23 | Plant Technician - Weekly Checks | Analyzer, Indicating Transmitter, Dissolved Oxygen, Aeration Tanks | THR-AER-AIT | 25000000 | THR-AER-AIT-0301 | AER12A1and Clean the Probe and do Functionality check of Compressor for
THR-AER | 23 | Plant Technician - Weekly Checks | Analyzer, Indicating Transmitter, Dissolved Oxygen, Aeration Tanks | THR-AER-AIT | 26000000 | THR-AER-AIT-0302 | AER12A1and Clean the Probe and do Functionality check of Compressor for
THR-AER | 23 | Plant Technician - Weekly Checks | Analyzer, Indicating Transmitter, Dissolved Oxygen, Aeration Tanks | THR-AER-AIT | 27000000 | THR-AER-AIT-0303 | AER12A1and Clean the Probe and do Functionality check of Compressor for
THR-AER | 23 | Plant Technician - Weekly Checks | Analyzer, Indicating Transmitter, Dissolved Oxygen, Aeration Tanks | THR-AER-AIT | 28000000 | THR-AER-AIT-0304 | AER12A1and Clean the Probe and do Functionality check of Compressor for
THR-AER | 26 | Quarterly-IMM Cleaning /Replacement of Motor Filters for Process Air Blowers (as per Activity list) | Aeration Blowers | THR-AER-BL | 1000000 | THR-AER-BL-1111 | CleanReplace Filters as requiredfor
THR-AER | 26 | Quarterly-IMM Cleaning /Replacement of Motor Filters for Process Air Blowers (as per Activity list) | Aeration Blowers | THR-AER-BL | 2000000 | THR-AER-BL-1211 | CleanReplace Filters as requiredfor
THR-AER | 26 | Quarterly-IMM Cleaning /Replacement of Motor Filters for Process Air Blowers (as per Activity list) | Aeration Blowers | THR-AER-BL | 3000000 | THR-AER-BL-1311 | CleanReplace Filters as requiredfor
THR-AER | 26 | Quarterly-IMM Cleaning /Replacement of Motor Filters for Process Air Blowers (as per Activity list) | Aeration Blowers | THR-AER-BL | 6000000 | THR-AER-BL-1611 | CleanReplace Filters as requiredfor
THR-AER | 26 | Quarterly-IMM Cleaning /Replacement of Motor Filters for Process Air Blowers (as per Activity list) | Aeration Blowers | THR-AER-BL | 4000000 | THR-AER-BL-1411 | CleanReplace Filters as requiredfor
THR-AER | 26 | Quarterly-IMM Cleaning /Replacement of Motor Filters for Process Air Blowers (as per Activity list) | Aeration Blowers | THR-AER-BL | 5000000 | THR-AER-BL-1511 | CleanReplace Filters as requiredfor
THR-AER | 26 | Quarterly-IMM Cleaning /Replacement of Motor Filters for Process Air Blowers (as per Activity list) | Aeration Blowers | THR-AER-BL | 7000000 | THR-AER-BL-1711 | CleanReplace Filters as requiredfor
THR-AER | 26 | Quarterly-IMM Cleaning /Replacement of Motor Filters for Process Air Blowers (as per Activity list) | Aeration Blowers | THR-AER-BL | 8000000 | THR-AER-BL-1811 | CleanReplace Filters as requiredfor
THR-AER | 26 | Quarterly-IMM Cleaning /Replacement of Motor Filters for Process Air Blowers (as per Activity list) | Aeration Blowers | THR-AER-BL | 9000000 | THR-AER-BL-1911 | CleanReplace Filters as requiredfor
THR-AER | 27 | 2 Yr- EICT Replacement of Flouresecence Cap for DO Analyzer(New Project-South) | Analyzer, Dissolved Oxygen, Tank 0110, Secondary Treatment, Aeration - South | THR-AER-AIT-0100 | 2000000 | THR-AER-AIT-0101 | Replace Flourescence Cap as per for
THR-AER | 27 | 2 Yr- EICT Replacement of Flouresecence Cap for DO Analyzer(New Project-South) | Analyzer, Dissolved Oxygen, Tank 0110, Secondary Treatment, Aeration - South | THR-AER-AIT-0100 | 1000000 | THR-AER-AIT-0100 | Replace Flourescence Cap as per for
THR-AER | 27 | 2 Yr- EICT Replacement of Flouresecence Cap for DO Analyzer(New Project-South) | Analyzer, Dissolved Oxygen, Tank 0110, Secondary Treatment, Aeration - South | THR-AER-AIT-0100 | 4000000 | THR-AER-AIT-0102 | Replace Flourescence Cap as per for
THR-AER | 27 | 2 Yr- EICT Replacement of Flouresecence Cap for DO Analyzer(New Project-South) | Analyzer, Dissolved Oxygen, Tank 0110, Secondary Treatment, Aeration - South | THR-AER-AIT-0100 | 3000000 | THR-AER-AIT-0102 | Replace Flourescence Cap as per for
THR-AER | 27 | 2 Yr- EICT Replacement of Flouresecence Cap for DO Analyzer(New Project-South) | Analyzer, Dissolved Oxygen, Tank 0110, Secondary Treatment, Aeration - South | THR-AER-AIT-0100 | 5000000 | THR-AER-AIT-0103 | Replace Flourescence Cap as per for
THR-AER | 27 | 2 Yr- EICT Replacement of Flouresecence Cap for DO Analyzer(New Project-South) | Analyzer, Dissolved Oxygen, Tank 0210, Secondary Treatment, Aeration - South | THR-AER-AIT-0200 | 1000000 | THR-AER-AIT-0200 | Replace Flourescence Cap as per for
THR-AER | 27 | 2 Yr- EICT Replacement of Flouresecence Cap for DO Analyzer(New Project-South) | Analyzer, Dissolved Oxygen, Tank 0210, Secondary Treatment, Aeration - South | THR-AER-AIT-0200 | 2000000 | THR-AER-AIT-0201 | Replace Flourescence Cap as per for
THR-AER | 27 | 2 Yr- EICT Replacement of Flouresecence Cap for DO Analyzer(New Project-South) | Analyzer, Dissolved Oxygen, Tank 0210, Secondary Treatment, Aeration - South | THR-AER-AIT-0200 | 3000000 | THR-AER-AIT-0202 | Replace Flourescence Cap as per for
THR-AER | 27 | 2 Yr- EICT Replacement of Flouresecence Cap for DO Analyzer(New Project-South) | Analyzer, Dissolved Oxygen, Tank 0210, Secondary Treatment, Aeration - South | THR-AER-AIT-0200 | 4000000 | THR-AER-AIT-0203 | Replace Flourescence Cap as per for
THR-AER | 27 | 2 Yr- EICT Replacement of Flouresecence Cap for DO Analyzer(New Project-South) | Analyzer, Dissolved Oxygen, Tank T-0310, Aeration - South | THR-AER-AIT-0300 | 1000000 | THR-AER-AIT-0300 | Replace Flourescence Cap as per for
THR-AER | 27 | 2 Yr- EICT Replacement of Flouresecence Cap for DO Analyzer(New Project-South) | Analyzer, Dissolved Oxygen, Tank T-0310, Aeration - South | THR-AER-AIT-0300 | 3000000 | THR-AER-AIT-0302 | Replace Flourescence Cap as per for
THR-AER | 27 | 2 Yr- EICT Replacement of Flouresecence Cap for DO Analyzer(New Project-South) | Analyzer, Dissolved Oxygen, Tank T-0310, Aeration - South | THR-AER-AIT-0300 | 2000000 | THR-AER-AIT-0301 | Replace Flourescence Cap as per for
THR-AER | 27 | 2 Yr- EICT Replacement of Flouresecence Cap for DO Analyzer(New Project-South) | Analyzer, Dissolved Oxygen, Tank T-0310, Aeration - South | THR-AER-AIT-0300 | 4000000 | THR-AER-AIT-0303 | Replace Flourescence Cap as per for
THR-AER | 27 | 2 Yr- EICT Replacement of Flouresecence Cap for DO Analyzer(New Project-South) | Analyzer, Dissolved Oxygen, Tank T-0410, Aeration - South | THR-AER-AIT-0400 | 1000000 | THR-AER-AIT-0400 | Replace Flourescence Cap as per for
THR-AER | 27 | 2 Yr- EICT Replacement of Flouresecence Cap for DO Analyzer(New Project-South) | Analyzer, Dissolved Oxygen, Tank T-0410, Aeration - South | THR-AER-AIT-0400 | 2000000 | THR-AER-AIT-0401 | Replace Flourescence Cap as per for
THR-AER | 27 | 2 Yr- EICT Replacement of Flouresecence Cap for DO Analyzer(New Project-South) | Analyzer, Dissolved Oxygen, Tank T-0410, Aeration - South | THR-AER-AIT-0400 | 3000000 | THR-AER-AIT-0402 | Replace Flourescence Cap as per for
THR-AER | 27 | 2 Yr- EICT Replacement of Flouresecence Cap for DO Analyzer(New Project-South) | Analyzer, Dissolved Oxygen, Tank T-0410, Aeration - South | THR-AER-AIT-0400 | 4000000 | THR-AER-AIT-0403 | Replace Flourescence Cap as per for
THR-AER | 27 | 2 Yr- EICT Replacement of Flouresecence Cap for DO Analyzer(New Project-South) | Analyzer, Dissolved Oxygen, Tank T-0510, Aeration - South | THR-AER-AIT-0500 | 1000000 | THR-AER-AIT-0500 | Replace Flourescence Cap as per for
THR-AER | 27 | 2 Yr- EICT Replacement of Flouresecence Cap for DO Analyzer(New Project-South) | Analyzer, Dissolved Oxygen, Tank T-0510, Aeration - South | THR-AER-AIT-0500 | 4000000 | THR-AER-AIT-0503 | Replace Flourescence Cap as per for
THR-AER | 27 | 2 Yr- EICT Replacement of Flouresecence Cap for DO Analyzer(New Project-South) | Analyzer, Dissolved Oxygen, Tank T-0510, Aeration - South | THR-AER-AIT-0500 | 2000000 | THR-AER-AIT-0501 | Replace Flourescence Cap as per for
THR-AER | 27 | 2 Yr- EICT Replacement of Flouresecence Cap for DO Analyzer(New Project-South) | Analyzer, Dissolved Oxygen, Tank T-0510, Aeration - South | THR-AER-AIT-0500 | 3000000 | THR-AER-AIT-0502 | Replace Flourescence Cap as per for
THR-AER | 30 | Yearly-IMM Lubricate Aeration Tank system Valves (as per list of Activities) | Valves, Aeration Tanks | THR-AER-V | 2000000 | THR-AER-V-0224 | Exercise and Lubricate Valves as per for
THR-AER | 30 | Yearly-IMM Lubricate Aeration Tank system Valves (as per list of Activities) | Valves, Aeration Tanks | THR-AER-V | 1000000 | THR-AER-V-0223 | Exercise and Lubricate Valves as per for
THR-AER | 30 | Yearly-IMM Lubricate Aeration Tank system Valves (as per list of Activities) | Valves, Aeration Tanks | THR-AER-V | 3000000 | THR-AER-V-0225 | Exercise and Lubricate Valves as per for
THR-AER | 30 | Yearly-IMM Lubricate Aeration Tank system Valves (as per list of Activities) | Valves, Aeration Tanks | THR-AER-V | 4000000 | THR-AER-V-0123 | Exercise and Lubricate Valves as per for
THR-AER | 30 | Yearly-IMM Lubricate Aeration Tank system Valves (as per list of Activities) | Valves, Aeration Tanks | THR-AER-V | 6000000 | THR-AER-V-0125 | Exercise and Lubricate Valves as per for
THR-AER | 30 | Yearly-IMM Lubricate Aeration Tank system Valves (as per list of Activities) | Valves, Aeration Tanks | THR-AER-V | 5000000 | THR-AER-V-0124 | Exercise and Lubricate Valves as per for
THR-AER | 30 | Yearly-IMM Lubricate Aeration Tank system Valves (as per list of Activities) | Valves, Aeration Tanks | THR-AER-V | 9000000 | THR-AER-V-0324 | Exercise and Lubricate Valves as per for
THR-AER | 30 | Yearly-IMM Lubricate Aeration Tank system Valves (as per list of Activities) | Valves, Aeration Tanks | THR-AER-V | 7000000 | THR-AER-V-0322 | Exercise and Lubricate Valves as per for
THR-AER | 30 | Yearly-IMM Lubricate Aeration Tank system Valves (as per list of Activities) | Valves, Aeration Tanks | THR-AER-V | 10000000 | THR-AER-V-0325 | Exercise and Lubricate Valves as per for
THR-AER | 30 | Yearly-IMM Lubricate Aeration Tank system Valves (as per list of Activities) | Valves, Aeration Tanks | THR-AER-V | 8000000 | THR-AER-V-0323 | Exercise and Lubricate Valves as per for
THR-AER | 30 | Yearly-IMM Lubricate Aeration Tank system Valves (as per list of Activities) | Valves, Aeration Tanks | THR-AER-V | 11000000 | THR-AER-V-0522 | Exercise and Lubricate Valves as per for
THR-AER | 30 | Yearly-IMM Lubricate Aeration Tank system Valves (as per list of Activities) | Valves, Aeration Tanks | THR-AER-V | 12000000 | THR-AER-V-0523 | Exercise and Lubricate Valves as per for
THR-AER | 30 | Yearly-IMM Lubricate Aeration Tank system Valves (as per list of Activities) | Valves, Aeration Tanks | THR-AER-V | 13000000 | THR-AER-V-0524 | Exercise and Lubricate Valves as per for
THR-AER | 30 | Yearly-IMM Lubricate Aeration Tank system Valves (as per list of Activities) | Valves, Aeration Tanks | THR-AER-V | 14000000 | THR-AER-V-0525 | Exercise and Lubricate Valves as per for
THR-AER | 31 | 1 Year - EICT , PLC, RPU functionality and operational tests (AS PER LIST OF ACTIVITIES) | AER RPUs, Route North Plant ( Dummy Entity) | THR-AER-RPU-N | 4000000 | THR-AER-RPU-0023 | Visual inspection of RPUs cleanliness wiring condition PLC status fuse and breaker inspection RPU UPS status
THR-AER | 31 | 1 Year - EICT , PLC, RPU functionality and operational tests (AS PER LIST OF ACTIVITIES) | AER RPUs, Route North Plant ( Dummy Entity) | THR-AER-RPU-N | 1000000 | THR-AER-RPU-0020 | Visual inspection of RPUs cleanliness wiring condition PLC status fuse and breaker inspection RPU UPS status
THR-AER | 31 | 1 Year - EICT , PLC, RPU functionality and operational tests (AS PER LIST OF ACTIVITIES) | AER RPUs, Route North Plant ( Dummy Entity) | THR-AER-RPU-N | 6000000 | THR-AER-RPU-0031 | Visual inspection of RPUs cleanliness wiring condition PLC status fuse and breaker inspection RPU UPS status
THR-AER | 31 | 1 Year - EICT , PLC, RPU functionality and operational tests (AS PER LIST OF ACTIVITIES) | AER RPUs, Route North Plant ( Dummy Entity) | THR-AER-RPU-N | 2000000 | THR-AER-RPU-0021 | Visual inspection of RPUs cleanliness wiring condition PLC status fuse and breaker inspection RPU UPS status
THR-AER | 31 | 1 Year - EICT , PLC, RPU functionality and operational tests (AS PER LIST OF ACTIVITIES) | AER RPUs, Route North Plant ( Dummy Entity) | THR-AER-RPU-N | 7000000 | THR-AER-RPU-0032 | Visual inspection of RPUs cleanliness wiring condition PLC status fuse and breaker inspection RPU UPS status
THR-AER | 31 | 1 Year - EICT , PLC, RPU functionality and operational tests (AS PER LIST OF ACTIVITIES) | AER RPUs, Route North Plant ( Dummy Entity) | THR-AER-RPU-N | 3000000 | THR-AER-RPU-0022 | Visual inspection of RPUs cleanliness wiring condition PLC status fuse and breaker inspection RPU UPS status
THR-AER | 31 | 1 Year - EICT , PLC, RPU functionality and operational tests (AS PER LIST OF ACTIVITIES) | AER RPUs, Route North Plant ( Dummy Entity) | THR-AER-RPU-N | 8000000 | THR-AER-RPU-0057 | Visual inspection of RPUs cleanliness wiring condition PLC status fuse and breaker inspection RPU UPS status
THR-AER | 31 | 1 Year - EICT , PLC, RPU functionality and operational tests (AS PER LIST OF ACTIVITIES) | AER RPUs, Route North Plant ( Dummy Entity) | THR-AER-RPU-N | 5000000 | THR-AER-RPU-0030 | Visual inspection of RPUs cleanliness wiring condition PLC status fuse and breaker inspection RPU UPS status
THR-AER | 31 | 1 Year - EICT , PLC, RPU functionality and operational tests (AS PER LIST OF ACTIVITIES) | AER RPUs, Route South Plant ( Dummy Entity) | THR-AER-RPU-S | 1000000 | THR-AER-RPU-0001 | Visual inspection of RPUs cleanliness wiring condition PLC status fuse and breaker inspection RPU UPS status
THR-AER | 31 | 1 Year - EICT , PLC, RPU functionality and operational tests (AS PER LIST OF ACTIVITIES) | AER RPUs, Route South Plant ( Dummy Entity) | THR-AER-RPU-S | 2000000 | THR-AER-RPU-0002 | Visual inspection of RPUs cleanliness wiring condition PLC status fuse and breaker inspection RPU UPS status
THR-AER | 31 | 1 Year - EICT , PLC, RPU functionality and operational tests (AS PER LIST OF ACTIVITIES) | AER RPUs, Route South Plant ( Dummy Entity) | THR-AER-RPU-S | 3000000 | THR-AER-RPU-0003 | Visual inspection of RPUs cleanliness wiring condition PLC status fuse and breaker inspection RPU UPS status
THR-AER | 31 | 1 Year - EICT , PLC, RPU functionality and operational tests (AS PER LIST OF ACTIVITIES) | AER RPUs, Route South Plant ( Dummy Entity) | THR-AER-RPU-S | 5000000 | THR-AER-RPU-0005 | Visual inspection of RPUs cleanliness wiring condition PLC status fuse and breaker inspection RPU UPS status
THR-AER | 31 | 1 Year - EICT , PLC, RPU functionality and operational tests (AS PER LIST OF ACTIVITIES) | AER RPUs, Route South Plant ( Dummy Entity) | THR-AER-RPU-S | 4000000 | THR-AER-RPU-0004 | Visual inspection of RPUs cleanliness wiring condition PLC status fuse and breaker inspection RPU UPS status
THR-AER | 31 | 1 Year - EICT , PLC, RPU functionality and operational tests (AS PER LIST OF ACTIVITIES) | AER RPUs, Route South Plant ( Dummy Entity) | THR-AER-RPU-S | 6000000 | THR-AER-RPU-0054 | Visual inspection of RPUs cleanliness wiring condition PLC status fuse and breaker inspection RPU UPS status
THR-AER | 31 | 1 Year - EICT , PLC, RPU functionality and operational tests (AS PER LIST OF ACTIVITIES) | AER RPUs, Route South Plant ( Dummy Entity) | THR-AER-RPU-S | 7000000 | THR-AER-RPU-0100 | Visual inspection of RPUs cleanliness wiring condition PLC status fuse and breaker inspection RPU UPS status
THR-AER | 31 | 1 Year - EICT , PLC, RPU functionality and operational tests (AS PER LIST OF ACTIVITIES) | AER RPUs, Route South Plant ( Dummy Entity) | THR-AER-RPU-S | 8000000 | THR-AER-RPU-0200 | Visual inspection of RPUs cleanliness wiring condition PLC status fuse and breaker inspection RPU UPS status
THR-AER | 32 | Yearly - IMM Inspection and Lubrication of Aeration Tank Mixer Drive Unit (as per list of Activities) | Mixer in Tank, Aeration - South | THR-AER-MX-S | 1000000 | THR-AER-MX-1001 | Inspection and Lubrication of Drive unit as per 03 05 for
THR-AER | 32 | Yearly - IMM Inspection and Lubrication of Aeration Tank Mixer Drive Unit (as per list of Activities) | Mixer in Tank, Aeration - South | THR-AER-MX-S | 4000000 | THR-AER-MX-2001 | Inspection and Lubrication of Drive unit as per 03 05 for
THR-AER | 32 | Yearly - IMM Inspection and Lubrication of Aeration Tank Mixer Drive Unit (as per list of Activities) | Mixer in Tank, Aeration - South | THR-AER-MX-S | 2000000 | THR-AER-MX-1002 | Inspection and Lubrication of Drive unit as per 03 05 for
THR-AER | 32 | Yearly - IMM Inspection and Lubrication of Aeration Tank Mixer Drive Unit (as per list of Activities) | Mixer in Tank, Aeration - South | THR-AER-MX-S | 5000000 | THR-AER-MX-2001 | Inspection and Lubrication of Drive unit as per 03 05 for
THR-AER | 32 | Yearly - IMM Inspection and Lubrication of Aeration Tank Mixer Drive Unit (as per list of Activities) | Mixer in Tank, Aeration - South | THR-AER-MX-S | 3000000 | THR-AER-MX-1003 | Inspection and Lubrication of Drive unit as per 03 05 for
THR-AER | 32 | Yearly - IMM Inspection and Lubrication of Aeration Tank Mixer Drive Unit (as per list of Activities) | Mixer in Tank, Aeration - South | THR-AER-MX-S | 6000000 | THR-AER-MX-2002 | Inspection and Lubrication of Drive unit as per 03 05 for
THR-AER | 32 | Yearly - IMM Inspection and Lubrication of Aeration Tank Mixer Drive Unit (as per list of Activities) | Mixer in Tank, Aeration - South | THR-AER-MX-S | 9000000 | THR-AER-MX-3001 | Inspection and Lubrication of Drive unit as per 03 05 for
THR-AER | 32 | Yearly - IMM Inspection and Lubrication of Aeration Tank Mixer Drive Unit (as per list of Activities) | Mixer in Tank, Aeration - South | THR-AER-MX-S | 7000000 | THR-AER-MX-2003 | Inspection and Lubrication of Drive unit as per 03 05 for
THR-AER | 32 | Yearly - IMM Inspection and Lubrication of Aeration Tank Mixer Drive Unit (as per list of Activities) | Mixer in Tank, Aeration - South | THR-AER-MX-S | 12000000 | THR-AER-MX-3004 | Inspection and Lubrication of Drive unit as per 03 05 for
THR-AER | 32 | Yearly - IMM Inspection and Lubrication of Aeration Tank Mixer Drive Unit (as per list of Activities) | Mixer in Tank, Aeration - South | THR-AER-MX-S | 8000000 | THR-AER-MX-2004 | Inspection and Lubrication of Drive unit as per 03 05 for
THR-AER | 32 | Yearly - IMM Inspection and Lubrication of Aeration Tank Mixer Drive Unit (as per list of Activities) | Mixer in Tank, Aeration - South | THR-AER-MX-S | 13000000 | THR-AER-MX-5001 | Inspection and Lubrication of Drive unit as per 03 05 for
THR-AER | 32 | Yearly - IMM Inspection and Lubrication of Aeration Tank Mixer Drive Unit (as per list of Activities) | Mixer in Tank, Aeration - South | THR-AER-MX-S | 10000000 | THR-AER-MX-3002 | Inspection and Lubrication of Drive unit as per 03 05 for
THR-AER | 32 | Yearly - IMM Inspection and Lubrication of Aeration Tank Mixer Drive Unit (as per list of Activities) | Mixer in Tank, Aeration - South | THR-AER-MX-S | 14000000 | THR-AER-MX-5002 | Inspection and Lubrication of Drive unit as per 03 05 for
THR-AER | 32 | Yearly - IMM Inspection and Lubrication of Aeration Tank Mixer Drive Unit (as per list of Activities) | Mixer in Tank, Aeration - South | THR-AER-MX-S | 11000000 | THR-AER-MX-3003 | Inspection and Lubrication of Drive unit as per 03 05 for
THR-AER | 32 | Yearly - IMM Inspection and Lubrication of Aeration Tank Mixer Drive Unit (as per list of Activities) | Mixer in Tank, Aeration - South | THR-AER-MX-S | 15000000 | THR-AER-MX-5003 | Inspection and Lubrication of Drive unit as per 03 05 for
THR-AER | 32 | Yearly - IMM Inspection and Lubrication of Aeration Tank Mixer Drive Unit (as per list of Activities) | Mixer in Tank, Aeration - South | THR-AER-MX-S | 16000000 | THR-AER-MX-5004 | Inspection and Lubrication of Drive unit as per 03 05 for
THR-AER | 32 | Yearly - IMM Inspection and Lubrication of Aeration Tank Mixer Drive Unit (as per list of Activities) | Mixer in Tank, Aeration - South | THR-AER-MX-S | 17000000 | THR-AER-MX-4001 | Inspection and Lubrication of Drive unit as per 03 05 for
THR-AER | 32 | Yearly - IMM Inspection and Lubrication of Aeration Tank Mixer Drive Unit (as per list of Activities) | Mixer in Tank, Aeration - South | THR-AER-MX-S | 18000000 | THR-AER-MX-4003 | Inspection and Lubrication of Drive unit as per 03 05 for
THR-AER | 32 | Yearly - IMM Inspection and Lubrication of Aeration Tank Mixer Drive Unit (as per list of Activities) | Mixer in Tank, Aeration - South | THR-AER-MX-S | 19000000 | THR-AER-MX-4003 | Inspection and Lubrication of Drive unit as per 03 05 for
THR-AER | 32 | Yearly - IMM Inspection and Lubrication of Aeration Tank Mixer Drive Unit (as per list of Activities) | Mixer in Tank, Aeration - South | THR-AER-MX-S | 20000000 | THR-AER-MX-4004 | Inspection and Lubrication of Drive unit as per 03 05 for
THR-AER | 33 | 2 Yearly - IMM Gear Oil Change of Aeration Mixer Drive Unit (as per list of Activities) | Mixer in Tank, Aeration - South | THR-AER-MX-S | 1000000 | THR-AER-MX-1001 | Gear Oil Change of Drive unit as per for
THR-AER | 33 | 2 Yearly - IMM Gear Oil Change of Aeration Mixer Drive Unit (as per list of Activities) | Mixer in Tank, Aeration - South | THR-AER-MX-S | 3000000 | THR-AER-MX-1003 | Gear Oil Change of Drive unit as per for
THR-AER | 33 | 2 Yearly - IMM Gear Oil Change of Aeration Mixer Drive Unit (as per list of Activities) | Mixer in Tank, Aeration - South | THR-AER-MX-S | 2000000 | THR-AER-MX-1002 | Gear Oil Change of Drive unit as per for
THR-AER | 33 | 2 Yearly - IMM Gear Oil Change of Aeration Mixer Drive Unit (as per list of Activities) | Mixer in Tank, Aeration - South | THR-AER-MX-S | 4000000 | THR-AER-MX-2001 | Gear Oil Change of Drive unit as per for
THR-AER | 33 | 2 Yearly - IMM Gear Oil Change of Aeration Mixer Drive Unit (as per list of Activities) | Mixer in Tank, Aeration - South | THR-AER-MX-S | 5000000 | THR-AER-MX-2001 | Gear Oil Change of Drive unit as per for
THR-AER | 33 | 2 Yearly - IMM Gear Oil Change of Aeration Mixer Drive Unit (as per list of Activities) | Mixer in Tank, Aeration - South | THR-AER-MX-S | 6000000 | THR-AER-MX-2002 | Gear Oil Change of Drive unit as per for
THR-AER | 33 | 2 Yearly - IMM Gear Oil Change of Aeration Mixer Drive Unit (as per list of Activities) | Mixer in Tank, Aeration - South | THR-AER-MX-S | 7000000 | THR-AER-MX-2003 | Gear Oil Change of Drive unit as per for
THR-AER | 33 | 2 Yearly - IMM Gear Oil Change of Aeration Mixer Drive Unit (as per list of Activities) | Mixer in Tank, Aeration - South | THR-AER-MX-S | 9000000 | THR-AER-MX-3001 | Gear Oil Change of Drive unit as per for
THR-AER | 33 | 2 Yearly - IMM Gear Oil Change of Aeration Mixer Drive Unit (as per list of Activities) | Mixer in Tank, Aeration - South | THR-AER-MX-S | 8000000 | THR-AER-MX-2004 | Gear Oil Change of Drive unit as per for
THR-AER | 33 | 2 Yearly - IMM Gear Oil Change of Aeration Mixer Drive Unit (as per list of Activities) | Mixer in Tank, Aeration - South | THR-AER-MX-S | 10000000 | THR-AER-MX-3002 | Gear Oil Change of Drive unit as per for
THR-AER | 33 | 2 Yearly - IMM Gear Oil Change of Aeration Mixer Drive Unit (as per list of Activities) | Mixer in Tank, Aeration - South | THR-AER-MX-S | 11000000 | THR-AER-MX-3003 | Gear Oil Change of Drive unit as per for
THR-AER | 33 | 2 Yearly - IMM Gear Oil Change of Aeration Mixer Drive Unit (as per list of Activities) | Mixer in Tank, Aeration - South | THR-AER-MX-S | 15000000 | THR-AER-MX-5003 | Gear Oil Change of Drive unit as per for
THR-AER | 33 | 2 Yearly - IMM Gear Oil Change of Aeration Mixer Drive Unit (as per list of Activities) | Mixer in Tank, Aeration - South | THR-AER-MX-S | 12000000 | THR-AER-MX-3004 | Gear Oil Change of Drive unit as per for
THR-AER | 33 | 2 Yearly - IMM Gear Oil Change of Aeration Mixer Drive Unit (as per list of Activities) | Mixer in Tank, Aeration - South | THR-AER-MX-S | 19000000 | THR-AER-MX-4003 | Gear Oil Change of Drive unit as per for
THR-AER | 33 | 2 Yearly - IMM Gear Oil Change of Aeration Mixer Drive Unit (as per list of Activities) | Mixer in Tank, Aeration - South | THR-AER-MX-S | 13000000 | THR-AER-MX-5001 | Gear Oil Change of Drive unit as per for
THR-AER | 33 | 2 Yearly - IMM Gear Oil Change of Aeration Mixer Drive Unit (as per list of Activities) | Mixer in Tank, Aeration - South | THR-AER-MX-S | 14000000 | THR-AER-MX-5002 | Gear Oil Change of Drive unit as per for
THR-AER | 33 | 2 Yearly - IMM Gear Oil Change of Aeration Mixer Drive Unit (as per list of Activities) | Mixer in Tank, Aeration - South | THR-AER-MX-S | 16000000 | THR-AER-MX-5004 | Gear Oil Change of Drive unit as per for
THR-AER | 33 | 2 Yearly - IMM Gear Oil Change of Aeration Mixer Drive Unit (as per list of Activities) | Mixer in Tank, Aeration - South | THR-AER-MX-S | 17000000 | THR-AER-MX-4001 | Gear Oil Change of Drive unit as per for
THR-AER | 33 | 2 Yearly - IMM Gear Oil Change of Aeration Mixer Drive Unit (as per list of Activities) | Mixer in Tank, Aeration - South | THR-AER-MX-S | 18000000 | THR-AER-MX-4002 | Gear Oil Change of Drive unit as per for
THR-AER | 33 | 2 Yearly - IMM Gear Oil Change of Aeration Mixer Drive Unit (as per list of Activities) | Mixer in Tank, Aeration - South | THR-AER-MX-S | 20000000 | THR-AER-MX-4004 | Gear Oil Change of Drive unit as per for
THR-AER | 34 | Yearly - EICT Calibration check of Aeration Pressure Indicating Transmitter(AS PER LIST OF ACTIVITIES) | Transmitter,Analyzer, Pressure, Aeration - South | THR-AER-PIT-S | 2000000 | THR-AER-PIT-0101 | Calibration check of pressure indicating transmitter as per as applicable for
THR-AER | 34 | Yearly - EICT Calibration check of Aeration Pressure Indicating Transmitter(AS PER LIST OF ACTIVITIES) | Transmitter,Analyzer, Pressure, Aeration - South | THR-AER-PIT-S | 1000000 | THR-AER-PIT-0100 | Calibration check of pressure indicating transmitter as per as applicable for
THR-AER | 34 | Yearly - EICT Calibration check of Aeration Pressure Indicating Transmitter(AS PER LIST OF ACTIVITIES) | Transmitter,Analyzer, Pressure, Aeration - South | THR-AER-PIT-S | 3000000 | THR-AER-PIT-0200 | Calibration check of pressure indicating transmitter as per as applicable for
THR-AER | 34 | Yearly - EICT Calibration check of Aeration Pressure Indicating Transmitter(AS PER LIST OF ACTIVITIES) | Transmitter,Analyzer, Pressure, Aeration - South | THR-AER-PIT-S | 11000000 | THR-AER-PIT-1012 | Calibration check of pressure indicating transmitter as per as applicable for
THR-AER | 34 | Yearly - EICT Calibration check of Aeration Pressure Indicating Transmitter(AS PER LIST OF ACTIVITIES) | Transmitter,Analyzer, Pressure, Aeration - South | THR-AER-PIT-S | 4000000 | THR-AER-PIT-0201 | Calibration check of pressure indicating transmitter as per as applicable for
THR-AER | 34 | Yearly - EICT Calibration check of Aeration Pressure Indicating Transmitter(AS PER LIST OF ACTIVITIES) | Transmitter,Analyzer, Pressure, Aeration - South | THR-AER-PIT-S | 12000000 | THR-AER-PIT-1013 | Calibration check of pressure indicating transmitter as per as applicable for
THR-AER | 34 | Yearly - EICT Calibration check of Aeration Pressure Indicating Transmitter(AS PER LIST OF ACTIVITIES) | Transmitter,Analyzer, Pressure, Aeration - South | THR-AER-PIT-S | 5000000 | THR-AER-PIT-0300 | Calibration check of pressure indicating transmitter as per as applicable for
THR-AER | 34 | Yearly - EICT Calibration check of Aeration Pressure Indicating Transmitter(AS PER LIST OF ACTIVITIES) | Transmitter,Analyzer, Pressure, Aeration - South | THR-AER-PIT-S | 6000000 | THR-AER-PIT-0301 | Calibration check of pressure indicating transmitter as per as applicable for
THR-AER | 34 | Yearly - EICT Calibration check of Aeration Pressure Indicating Transmitter(AS PER LIST OF ACTIVITIES) | Transmitter,Analyzer, Pressure, Aeration - South | THR-AER-PIT-S | 7000000 | THR-AER-PIT-0400 | Calibration check of pressure indicating transmitter as per as applicable for
THR-AER | 34 | Yearly - EICT Calibration check of Aeration Pressure Indicating Transmitter(AS PER LIST OF ACTIVITIES) | Transmitter,Analyzer, Pressure, Aeration - South | THR-AER-PIT-S | 8000000 | THR-AER-PIT-0401 | Calibration check of pressure indicating transmitter as per as applicable for
THR-AER | 34 | Yearly - EICT Calibration check of Aeration Pressure Indicating Transmitter(AS PER LIST OF ACTIVITIES) | Transmitter,Analyzer, Pressure, Aeration - South | THR-AER-PIT-S | 9000000 | THR-AER-PIT-0500 | Calibration check of pressure indicating transmitter as per as applicable for
THR-AER | 34 | Yearly - EICT Calibration check of Aeration Pressure Indicating Transmitter(AS PER LIST OF ACTIVITIES) | Transmitter,Analyzer, Pressure, Aeration - South | THR-AER-PIT-S | 10000000 | THR-AER-PIT-0501 | Calibration check of pressure indicating transmitter as per as applicable for
THR-AER | 34 | Yearly - EICT Calibration check of Aeration Pressure Indicating Transmitter(AS PER LIST OF ACTIVITIES) | Transmitter,Analyzer, Pressure, Aeration - South | THR-AER-PIT-S | 13000000 | THR-AER-PIT-1403 | Calibration check of pressure indicating transmitter as per as applicable for
THR-AER | 35 | Weekly- Plant Technician South Aeration Tank Diffuser Air Bumping (AS PER ACTIVITY LIST) | Aeration Tanks | THR-AER-T | 1000000 | THR-AER-T-0110 | Air Bump Diffuser for Aeration Tank THR
THR-AER | 35 | Weekly- Plant Technician South Aeration Tank Diffuser Air Bumping (AS PER ACTIVITY LIST) | Aeration Tanks | THR-AER-T | 3000000 | THR-AER-T-0310 | Air Bump Diffuser for Aeration Tank THR
THR-AER | 35 | Weekly- Plant Technician South Aeration Tank Diffuser Air Bumping (AS PER ACTIVITY LIST) | Aeration Tanks | THR-AER-T | 2000000 | THR-AER-T-0210 | Air Bump Diffuser for Aeration Tank THR
THR-AER | 35 | Weekly- Plant Technician South Aeration Tank Diffuser Air Bumping (AS PER ACTIVITY LIST) | Aeration Tanks | THR-AER-T | 5000000 | THR-AER-T-0510 | Air Bump Diffuser for Aeration Tank THR
THR-AER | 35 | Weekly- Plant Technician South Aeration Tank Diffuser Air Bumping (AS PER ACTIVITY LIST) | Aeration Tanks | THR-AER-T | 4000000 | THR-AER-T-0410 | Air Bump Diffuser for Aeration Tank THR
THR-AER | 36 | Yearly - Plant Technician Exercising, and Inspection of the South Aeration Tank Drain Gates (AS PER ACTIVITY LIST) | Gate, Sluice, Secondary Treatment, Aeration | THR-AER-G | 1000000 | THR-AER-G-0102 | Exercise and Inspect Aeration Tank Drain Gate as per for
THR-AER | 36 | Yearly - Plant Technician Exercising, and Inspection of the South Aeration Tank Drain Gates (AS PER ACTIVITY LIST) | Gate, Sluice, Secondary Treatment, Aeration | THR-AER-G | 3000000 | THR-AER-G-0302 | Exercise and Inspect Aeration Tank Drain Gate as per for
THR-AER | 36 | Yearly - Plant Technician Exercising, and Inspection of the South Aeration Tank Drain Gates (AS PER ACTIVITY LIST) | Gate, Sluice, Secondary Treatment, Aeration | THR-AER-G | 2000000 | THR-AER-G-0202 | Exercise and Inspect Aeration Tank Drain Gate as per for
THR-AER | 36 | Yearly - Plant Technician Exercising, and Inspection of the South Aeration Tank Drain Gates (AS PER ACTIVITY LIST) | Gate, Sluice, Secondary Treatment, Aeration | THR-AER-G | 4000000 | THR-AER-G-0402 | Exercise and Inspect Aeration Tank Drain Gate as per for
THR-AER | 36 | Yearly - Plant Technician Exercising, and Inspection of the South Aeration Tank Drain Gates (AS PER ACTIVITY LIST) | Gate, Sluice, Secondary Treatment, Aeration | THR-AER-G | 5000000 | THR-AER-G-0502 | Exercise and Inspect Aeration Tank Drain Gate as per for
THR-AI | 13 | Monthly - IMM Check Instrument Air Compressor Electronic drain. | Compressors, Instrument & Service Air | THR-AI-C | 1000000 | THR-AI-C-0100 | Instrument Air Compressor Drain Checks
THR-AI | 13 | Monthly - IMM Check Instrument Air Compressor Electronic drain. | Compressors, Instrument & Service Air | THR-AI-C | 2000000 | THR-AI-C-0200 | Instrument Air Compressor Drain Checks
THR-AI | 13 | Monthly - IMM Check Instrument Air Compressor Electronic drain. | Compressors, Instrument & Service Air | THR-AI-C | 3000000 | THR-AI-C-0300 | Instrument Air Compressor Drain Checks
THR-AI | 14 | Quarterly - IMM Check Instrument Air Compressor Coolers and Filters. | Compressors, Instrument & Service Air | THR-AI-C | 1000000 | THR-AI-C-0100 | Instrument Air Compressor Cooler and Filter Checks
THR-AI | 14 | Quarterly - IMM Check Instrument Air Compressor Coolers and Filters. | Compressors, Instrument & Service Air | THR-AI-C | 2000000 | THR-AI-C-0200 | Instrument Air Compressor Cooler and Filter Checks
THR-AI | 14 | Quarterly - IMM Check Instrument Air Compressor Coolers and Filters. | Compressors, Instrument & Service Air | THR-AI-C | 3000000 | THR-AI-C-0300 | Instrument Air Compressor Cooler and Filter Checks
THR-AI | 19 | 6M(or 4000hrs, whichever first) - Contractor/IMM Instrument Air Dryer Checks | Dryer, Instrument Air, Gallery T14S | THR-AI-D-0010 | 2000000 | THR-AI-D-0020 | Instrument Air Dryer Semi Annual Checks
THR-AI | 19 | 6M(or 4000hrs, whichever first) - Contractor/IMM Instrument Air Dryer Checks | Dryer, Instrument Air, Gallery T14S | THR-AI-D-0010 | 1000000 | THR-AI-D-0010 | Instrument Air Dryer Semi Annual Checks
THR-BFP | 3 | 1 Year - Backflow Preventer WA3 | Tester, Backflow Preventer, WA3 | THR-BFP-TEST-0768 | 1000000 | THR-BFP-TEST-0768 | Calibration and recertification of backflow preventer tester
THR-BFP | 3 | 1 Year - Backflow Preventer WA3 | Tester, Backflow Preventer, WA3 | THR-BFP-TEST-0768 | 2000000 | THR-BFP-TEST-0023 | Calibration and recertification of backflow preventer tester
THR-BFP | 4 | 1 Year - Backflow Preventer WA4 | Valve, Backflow Preventer, 1 1/2 "Chlorination Bldg., Bldg. | THR-CW-BFP-0061 | 1000000 | THR-CW-BFP-0061 | Inspect and test backflow preventer See description tab for procedure
THR-BFP | 4 | 1 Year - Backflow Preventer WA4 | Valve, Backflow Preventer, 1 1/2 "Chlorination Bldg., Bldg. | THR-CW-BFP-0061 | 2000000 | THR-CW-BFP-0061 | Inspect and test backflow preventer See description tab for procedure
THR-BLDG | 4 | 2 Months - WA1 EICT Inspect building lighting | Lighting System, Security , Digester | THR-ELS-LTG-DIG | 1000000 | THR-ELS-LTG-DIG | Inspect building lighting for
THR-BLDG | 4 | 2 Months - WA1 EICT Inspect building lighting | Lighting System, Security , Digester | THR-ELS-LTG-DIG | 2000000 | THR-ELS-DIG-0010 | Inspect building lighting for
THR-BLDG | 4 | 2 Months - WA1 EICT Inspect building lighting | Lighting System, Security , Sludge Thickening Building | THR-ELS-LTG-STB | 1000000 | THR-ELS-LTG-STB | Inspect building lighting for
THR-BLDG | 4 | 2 Months - WA1 EICT Inspect building lighting | Lighting System, Security , Sludge Thickening Building | THR-ELS-LTG-STB | 2000000 | THR-ELS-STB-0011 | Inspect building lighting for
THR-BLDG | 5 | 2 Months - WA2 EICT Inspect building lighting | Lighting System, Security , Administration Building | THR-ELS-LTG-ADM | 1000000 | THR-ELS-LTG-ADM | Inspect building lighting for
THR-BLDG | 5 | 2 Months - WA2 EICT Inspect building lighting | Lighting System, Security , Administration Building | THR-ELS-LTG-ADM | 2000000 | THR-ELS-ADM-0017 | Inspect building lighting for
THR-BLDG | 5 | 2 Months - WA2 EICT Inspect building lighting | Lighting System, Security , Grit Building & North Primary Galleries | THR-ELS-LTG-GRIT | 1000000 | THR-ELS-LTG-GRIT | Inspect building lighting for
THR-BLDG | 5 | 2 Months - WA2 EICT Inspect building lighting | Lighting System, Security , Grit Building & North Primary Galleries | THR-ELS-LTG-GRIT | 2000000 | THR-ELS-GRIT-0012 | Inspect building lighting for
THR-BLDG | 5 | 2 Months - WA2 EICT Inspect building lighting | Lighting System, Security Primary Stations South | THR-ELS-LTG-PRM | 1000000 | THR-ELS-LTG-PRM | Inspect building lighting for
THR-BLDG | 5 | 2 Months - WA2 EICT Inspect building lighting | Lighting System, Security Primary Stations South | THR-ELS-LTG-PRM | 2000000 | THR-ELS-PRM-0012 | Inspect building lighting for
THR-BLDG | 10 | 6 Months - IMM WA1 HVAC heater unit cleaning and inspections (as per Activity list) | Air Conditioning, AHU, HVAC,Work Area1 | THR-ACC-WA1 | 1000000 | THR-ACC-HTR-0101 | HVAC Heater Unit Cleaning and Inspection as per63A349AC449AC1149AC1449AC15for
THR-BLDG | 10 | 6 Months - IMM WA1 HVAC heater unit cleaning and inspections (as per Activity list) | Air Conditioning, AHU, HVAC,Work Area1 | THR-ACC-WA1 | 3000000 | THR-ACC-HTR-0102 | HVAC Heater Unit Cleaning and Inspection as per63A349AC449AC1149AC1449AC15for
THR-BLDG | 10 | 6 Months - IMM WA1 HVAC heater unit cleaning and inspections (as per Activity list) | Air Conditioning, AHU, HVAC,Work Area1 | THR-ACC-WA1 | 2000000 | THR-ACC-HTR-0101-MN | HVAC Heater Unit Cleaning and Inspection as per63A349AC449AC1149AC1449AC15for
THR-BLDG | 10 | 6 Months - IMM WA1 HVAC heater unit cleaning and inspections (as per Activity list) | Air Conditioning, AHU, HVAC,Work Area1 | THR-ACC-WA1 | 4000000 | THR-ACC-HTR-0102-MN | HVAC Heater Unit Cleaning and Inspection as per63A349AC449AC1149AC1449AC15for
THR-BLDG | 10 | 6 Months - IMM WA1 HVAC heater unit cleaning and inspections (as per Activity list) | Air Conditioning, AHU, HVAC,Work Area1 | THR-ACC-WA1 | 5000000 | THR-ACC-HTR-0103 | HVAC Heater Unit Cleaning and Inspection as per63A349AC449AC1149AC1449AC15for
THR-BLDG | 10 | 6 Months - IMM WA1 HVAC heater unit cleaning and inspections (as per Activity list) | Air Conditioning, AHU, HVAC,Work Area1 | THR-ACC-WA1 | 7000000 | THR-ACC-HTR-0202 | HVAC Heater Unit Cleaning and Inspection as per63A349AC449AC1149AC1449AC15for
THR-BLDG | 10 | 6 Months - IMM WA1 HVAC heater unit cleaning and inspections (as per Activity list) | Air Conditioning, AHU, HVAC,Work Area1 | THR-ACC-WA1 | 6000000 | THR-ACC-HTR-0201 | HVAC Heater Unit Cleaning and Inspection as per63A349AC449AC1149AC1449AC15for
THR-BLDG | 10 | 6 Months - IMM WA1 HVAC heater unit cleaning and inspections (as per Activity list) | Air Conditioning, AHU, HVAC,Work Area1 | THR-ACC-WA1 | 9000000 | THR-ACC-HTR-0301 | HVAC Heater Unit Cleaning and Inspection as per63A349AC449AC1149AC1449AC15for
THR-BLDG | 10 | 6 Months - IMM WA1 HVAC heater unit cleaning and inspections (as per Activity list) | Air Conditioning, AHU, HVAC,Work Area1 | THR-ACC-WA1 | 8000000 | THR-ACC-HTR-0203 | HVAC Heater Unit Cleaning and Inspection as per63A349AC449AC1149AC1449AC15for
THR-BLDG | 10 | 6 Months - IMM WA1 HVAC heater unit cleaning and inspections (as per Activity list) | Air Conditioning, AHU, HVAC,Work Area1 | THR-ACC-WA1 | 10000000 | THR-ACC-HTR-0302 | HVAC Heater Unit Cleaning and Inspection as per63A349AC449AC1149AC1449AC15for
THR-BLDG | 10 | 6 Months - IMM WA1 HVAC heater unit cleaning and inspections (as per Activity list) | Air Conditioning, AHU, HVAC,Work Area1 | THR-ACC-WA1 | 11000000 | THR-ACC-HTR-0303 | HVAC Heater Unit Cleaning and Inspection as per63A349AC449AC1149AC1449AC15for
THR-BLDG | 10 | 6 Months - IMM WA1 HVAC heater unit cleaning and inspections (as per Activity list) | Air Conditioning, AHU, HVAC,Work Area1 | THR-ACC-WA1 | 12000000 | THR-ACC-NR-781 | HVAC Heater Unit Cleaning and Inspection as per63A349AC449AC1149AC1449AC15for
THR-BLDG | 10 | 6 Months - IMM WA1 HVAC heater unit cleaning and inspections (as per Activity list) | Air Conditioning, AHU, HVAC,Work Area1 | THR-ACC-WA1 | 13000000 | THR-ACC-NR-782 | HVAC Heater Unit Cleaning and Inspection as per63A349AC449AC1149AC1449AC15for
THR-BLDG | 10 | 6 Months - IMM WA1 HVAC heater unit cleaning and inspections (as per Activity list) | Air Conditioning, AHU, HVAC,Work Area1 | THR-ACC-WA1 | 14000000 | THR-ACC-NR-783 | HVAC Heater Unit Cleaning and Inspection as per63A349AC449AC1149AC1449AC15for
THR-BLDG | 10 | 6 Months - IMM WA1 HVAC heater unit cleaning and inspections (as per Activity list) | Air Conditioning, AHU, HVAC,Work Area1 | THR-ACC-WA1 | 15000000 | THR-ACC-NR-784 | HVAC Heater Unit Cleaning and Inspection as per63A349AC449AC1149AC1449AC15for
THR-BLDG | 10 | 6 Months - IMM WA1 HVAC heater unit cleaning and inspections (as per Activity list) | Air Conditioning, AHU, HVAC,Work Area1 | THR-ACC-WA1 | 16000000 | THR-ACC-NR-787 | HVAC Heater Unit Cleaning and Inspection as per63A349AC449AC1149AC1449AC15for
THR-BLDG | 10 | 6 Months - IMM WA1 HVAC heater unit cleaning and inspections (as per Activity list) | Air Conditioning, AHU, HVAC,Work Area1 | THR-ACC-WA1 | 17000000 | THR-ACC-NR-788 | HVAC Heater Unit Cleaning and Inspection as per63A349AC449AC1149AC1449AC15for
THR-BLDG | 10 | 6 Months - IMM WA1 HVAC heater unit cleaning and inspections (as per Activity list) | Air Conditioning, AHU, HVAC,Work Area1 | THR-ACC-WA1 | 18000000 | THR-ACC-NR-789 | HVAC Heater Unit Cleaning and Inspection as per63A349AC449AC1149AC1449AC15for
THR-BLDG | 10 | 6 Months - IMM WA1 HVAC heater unit cleaning and inspections (as per Activity list) | Air Conditioning, AHU, HVAC,Work Area1 | THR-ACC-WA1 | 19000000 | THR-ACC-NR-790 | HVAC Heater Unit Cleaning and Inspection as per63A349AC449AC1149AC1449AC15for
THR-BLDG | 10 | 6 Months - IMM WA1 HVAC heater unit cleaning and inspections (as per Activity list) | Air Conditioning, AHU, HVAC,Work Area1 | THR-ACC-WA1 | 21000000 | THR-ACC-NR-794 | HVAC Heater Unit Cleaning and Inspection as per63A349AC449AC1149AC1449AC15for
THR-BLDG | 10 | 6 Months - IMM WA1 HVAC heater unit cleaning and inspections (as per Activity list) | Air Conditioning, AHU, HVAC,Work Area1 | THR-ACC-WA1 | 20000000 | THR-ACC-NR-793 | HVAC Heater Unit Cleaning and Inspection as per63A349AC449AC1149AC1449AC15for
THR-BLDG | 10 | 6 Months - IMM WA1 HVAC heater unit cleaning and inspections (as per Activity list) | Air Conditioning, AHU, HVAC,Work Area1 | THR-ACC-WA1 | 22000000 | THR-ACC-NR-795 | HVAC Heater Unit Cleaning and Inspection as per63A349AC449AC1149AC1449AC15for
THR-BLDG | 10 | 6 Months - IMM WA1 HVAC heater unit cleaning and inspections (as per Activity list) | Air Conditioning, AHU, HVAC,Work Area1 | THR-ACC-WA1 | 23000000 | THR-ACC-NR-796 | HVAC Heater Unit Cleaning and Inspection as per63A349AC449AC1149AC1449AC15for
THR-BLDG | 10 | 6 Months - IMM WA1 HVAC heater unit cleaning and inspections (as per Activity list) | Air Conditioning, AHU, HVAC,Work Area1 | THR-ACC-WA1 | 24000000 | THR-ACC-NR-797 | HVAC Heater Unit Cleaning and Inspection as per63A349AC449AC1149AC1449AC15for
THR-BLDG | 10 | 6 Months - IMM WA1 HVAC heater unit cleaning and inspections (as per Activity list) | Air Conditioning, AHU, HVAC,Work Area1 | THR-ACC-WA1 | 25000000 | THR-ACC-NR-798 | HVAC Heater Unit Cleaning and Inspection as per63A349AC449AC1149AC1449AC15for
THR-BLDG | 10 | 6 Months - IMM WA1 HVAC heater unit cleaning and inspections (as per Activity list) | Air Conditioning, AHU, HVAC,Work Area1 | THR-ACC-WA1 | 27000000 | THR-ACC-NU-718 | HVAC Heater Unit Cleaning and Inspection as per63A349AC449AC1149AC1449AC15for
THR-BLDG | 10 | 6 Months - IMM WA1 HVAC heater unit cleaning and inspections (as per Activity list) | Air Conditioning, AHU, HVAC,Work Area1 | THR-ACC-WA1 | 26000000 | THR-ACC-NR-799 | HVAC Heater Unit Cleaning and Inspection as per63A349AC449AC1149AC1449AC15for
THR-BLDG | 10 | 6 Months - IMM WA1 HVAC heater unit cleaning and inspections (as per Activity list) | Air Conditioning, AHU, HVAC,Work Area1 | THR-ACC-WA1 | 29000000 | THR-ACC-NU-720 | HVAC Heater Unit Cleaning and Inspection as per63A349AC449AC1149AC1449AC15for
THR-BLDG | 10 | 6 Months - IMM WA1 HVAC heater unit cleaning and inspections (as per Activity list) | Air Conditioning, AHU, HVAC,Work Area1 | THR-ACC-WA1 | 28000000 | THR-ACC-NU-719 | HVAC Heater Unit Cleaning and Inspection as per63A349AC449AC1149AC1449AC15for
THR-BLDG | 10 | 6 Months - IMM WA1 HVAC heater unit cleaning and inspections (as per Activity list) | Air Conditioning, AHU, HVAC,Work Area1 | THR-ACC-WA1 | 30000000 | THR-ACC-HTR-0791 | HVAC Heater Unit Cleaning and Inspection as per63A349AC449AC1149AC1449AC15for
THR-BLDG | 10 | 6 Months - IMM WA1 HVAC heater unit cleaning and inspections (as per Activity list) | Air Conditioning, AHU, HVAC,Work Area1 | THR-ACC-WA1 | 31000000 | THR-ACC-HTR-0792 | HVAC Heater Unit Cleaning and Inspection as per63A349AC449AC1149AC1449AC15for
THR-BLDG | 11 | 6 Months - IMM WA2 HVAC heater unit cleaning and inspection (as per Activity list) | Air Conditioning, AHU, HVAC,Work Area2 | THR-ACC-WA2 | 3000000 | THR-ACC-HTR-1102 | HVAC Heater Unit Cleaning and Inspection as per63A349AC449AC1149AC1249AC1449AC15for
THR-BLDG | 11 | 6 Months - IMM WA2 HVAC heater unit cleaning and inspection (as per Activity list) | Air Conditioning, AHU, HVAC,Work Area2 | THR-ACC-WA2 | 1000000 | THR-ACC-HTR-1100 | HVAC Heater Unit Cleaning and Inspection as per63A349AC449AC1149AC1249AC1449AC15for
THR-BLDG | 11 | 6 Months - IMM WA2 HVAC heater unit cleaning and inspection (as per Activity list) | Air Conditioning, AHU, HVAC,Work Area2 | THR-ACC-WA2 | 4000000 | THR-ACC-HTR-1103 | HVAC Heater Unit Cleaning and Inspection as per63A349AC449AC1149AC1249AC1449AC15for
THR-BLDG | 11 | 6 Months - IMM WA2 HVAC heater unit cleaning and inspection (as per Activity list) | Air Conditioning, AHU, HVAC,Work Area2 | THR-ACC-WA2 | 2000000 | THR-ACC-HTR-1101 | HVAC Heater Unit Cleaning and Inspection as per63A349AC449AC1149AC1249AC1449AC15for
THR-BLDG | 11 | 6 Months - IMM WA2 HVAC heater unit cleaning and inspection (as per Activity list) | Air Conditioning, AHU, HVAC,Work Area2 | THR-ACC-WA2 | 5000000 | THR-ACC-HTR-1104 | HVAC Heater Unit Cleaning and Inspection as per63A349AC449AC1149AC1249AC1449AC15for
THR-BLDG | 11 | 6 Months - IMM WA2 HVAC heater unit cleaning and inspection (as per Activity list) | Air Conditioning, AHU, HVAC,Work Area2 | THR-ACC-WA2 | 8000000 | THR-ACC-NR-578 | HVAC Heater Unit Cleaning and Inspection as per63A349AC449AC1149AC1249AC1449AC15for
THR-BLDG | 11 | 6 Months - IMM WA2 HVAC heater unit cleaning and inspection (as per Activity list) | Air Conditioning, AHU, HVAC,Work Area2 | THR-ACC-WA2 | 6000000 | THR-ACC-HTR-1105 | HVAC Heater Unit Cleaning and Inspection as per63A349AC449AC1149AC1249AC1449AC15for
THR-BLDG | 11 | 6 Months - IMM WA2 HVAC heater unit cleaning and inspection (as per Activity list) | Air Conditioning, AHU, HVAC,Work Area2 | THR-ACC-WA2 | 13000000 | THR-ACC-NX-716 | HVAC Heater Unit Cleaning and Inspection as per63A349AC449AC1149AC1249AC1449AC15for
THR-BLDG | 11 | 6 Months - IMM WA2 HVAC heater unit cleaning and inspection (as per Activity list) | Air Conditioning, AHU, HVAC,Work Area2 | THR-ACC-WA2 | 7000000 | THR-ACC-NR-577 | HVAC Heater Unit Cleaning and Inspection as per63A349AC449AC1149AC1249AC1449AC15for
THR-BLDG | 11 | 6 Months - IMM WA2 HVAC heater unit cleaning and inspection (as per Activity list) | Air Conditioning, AHU, HVAC,Work Area2 | THR-ACC-WA2 | 9000000 | THR-ACC-NR-584 | HVAC Heater Unit Cleaning and Inspection as per63A349AC449AC1149AC1249AC1449AC15for
THR-BLDG | 11 | 6 Months - IMM WA2 HVAC heater unit cleaning and inspection (as per Activity list) | Air Conditioning, AHU, HVAC,Work Area2 | THR-ACC-WA2 | 10000000 | THR-ACC-NU-558 | HVAC Heater Unit Cleaning and Inspection as per63A349AC449AC1149AC1249AC1449AC15for
THR-BLDG | 11 | 6 Months - IMM WA2 HVAC heater unit cleaning and inspection (as per Activity list) | Air Conditioning, AHU, HVAC,Work Area2 | THR-ACC-WA2 | 11000000 | THR-ACC-NX-524 | HVAC Heater Unit Cleaning and Inspection as per63A349AC449AC1149AC1249AC1449AC15for
THR-BLDG | 11 | 6 Months - IMM WA2 HVAC heater unit cleaning and inspection (as per Activity list) | Air Conditioning, AHU, HVAC,Work Area2 | THR-ACC-WA2 | 12000000 | THR-ACC-NX-617 | HVAC Heater Unit Cleaning and Inspection as per63A349AC449AC1149AC1249AC1449AC15for
THR-BLDG | 12 | 6 Months - IMM WA3 HVAC unit cleaning and inspection (as per Activity list) | Air Conditioning, HVAC, Admin Building | THR-ACC-ADM | 1000000 | THR-ACC-NR-650 | Unit Cleaning and Inspection as per63A349AC1149AC1249AC1449AC15 for
THR-BLDG | 12 | 6 Months - IMM WA3 HVAC unit cleaning and inspection (as per Activity list) | Air Conditioning, HVAC, Admin Building | THR-ACC-ADM | 3000000 | THR-ACC-NR-652 | Unit Cleaning and Inspection as per63A349AC1149AC1249AC1449AC15 for
THR-BLDG | 12 | 6 Months - IMM WA3 HVAC unit cleaning and inspection (as per Activity list) | Air Conditioning, HVAC, Admin Building | THR-ACC-ADM | 4000000 | THR-ACC-NR-653 | Unit Cleaning and Inspection as per63A349AC1149AC1249AC1449AC15 for
THR-BLDG | 12 | 6 Months - IMM WA3 HVAC unit cleaning and inspection (as per Activity list) | Air Conditioning, HVAC, Admin Building | THR-ACC-ADM | 8000000 | THR-ACC-NR-663 | Unit Cleaning and Inspection as per63A349AC1149AC1249AC1449AC15 for
THR-BLDG | 12 | 6 Months - IMM WA3 HVAC unit cleaning and inspection (as per Activity list) | Air Conditioning, HVAC, Admin Building | THR-ACC-ADM | 2000000 | THR-ACC-NR-651 | Unit Cleaning and Inspection as per63A349AC1149AC1249AC1449AC15 for
THR-BLDG | 12 | 6 Months - IMM WA3 HVAC unit cleaning and inspection (as per Activity list) | Air Conditioning, HVAC, Admin Building | THR-ACC-ADM | 9000000 | THR-ACC-NR-664 | Unit Cleaning and Inspection as per63A349AC1149AC1249AC1449AC15 for
THR-BLDG | 12 | 6 Months - IMM WA3 HVAC unit cleaning and inspection (as per Activity list) | Air Conditioning, HVAC, Admin Building | THR-ACC-ADM | 5000000 | THR-ACC-NR-654 | Unit Cleaning and Inspection as per63A349AC1149AC1249AC1449AC15 for
THR-BLDG | 12 | 6 Months - IMM WA3 HVAC unit cleaning and inspection (as per Activity list) | Air Conditioning, HVAC, Admin Building | THR-ACC-ADM | 11000000 | THR-ACC-NR-666 | Unit Cleaning and Inspection as per63A349AC1149AC1249AC1449AC15 for
THR-BLDG | 12 | 6 Months - IMM WA3 HVAC unit cleaning and inspection (as per Activity list) | Air Conditioning, HVAC, Admin Building | THR-ACC-ADM | 6000000 | THR-ACC-NR-657 | Unit Cleaning and Inspection as per63A349AC1149AC1249AC1449AC15 for
THR-BLDG | 12 | 6 Months - IMM WA3 HVAC unit cleaning and inspection (as per Activity list) | Air Conditioning, HVAC, Admin Building | THR-ACC-ADM | 12000000 | THR-ACC-NR-667 | Unit Cleaning and Inspection as per63A349AC1149AC1249AC1449AC15 for
THR-BLDG | 12 | 6 Months - IMM WA3 HVAC unit cleaning and inspection (as per Activity list) | Air Conditioning, HVAC, Admin Building | THR-ACC-ADM | 7000000 | THR-ACC-NR-659 | Unit Cleaning and Inspection as per63A349AC1149AC1249AC1449AC15 for
THR-BLDG | 12 | 6 Months - IMM WA3 HVAC unit cleaning and inspection (as per Activity list) | Air Conditioning, HVAC, Admin Building | THR-ACC-ADM | 13000000 | THR-ACC-NR-668 | Unit Cleaning and Inspection as per63A349AC1149AC1249AC1449AC15 for
THR-BLDG | 12 | 6 Months - IMM WA3 HVAC unit cleaning and inspection (as per Activity list) | Air Conditioning, HVAC, Admin Building | THR-ACC-ADM | 10000000 | THR-ACC-NR-665 | Unit Cleaning and Inspection as per63A349AC1149AC1249AC1449AC15 for
THR-BLDG | 12 | 6 Months - IMM WA3 HVAC unit cleaning and inspection (as per Activity list) | Air Conditioning, HVAC, Admin Building | THR-ACC-ADM | 14000000 | THR-ACC-NR-669 | Unit Cleaning and Inspection as per63A349AC1149AC1249AC1449AC15 for
THR-BLDG | 12 | 6 Months - IMM WA3 HVAC unit cleaning and inspection (as per Activity list) | Air Conditioning, HVAC, Admin Building | THR-ACC-ADM | 15000000 | THR-ACC-NR-670 | Unit Cleaning and Inspection as per63A349AC1149AC1249AC1449AC15 for
THR-BLDG | 12 | 6 Months - IMM WA3 HVAC unit cleaning and inspection (as per Activity list) | Air Conditioning, HVAC, Admin Building | THR-ACC-ADM | 19000000 | THR-ACC-NR-676 | Unit Cleaning and Inspection as per63A349AC1149AC1249AC1449AC15 for
THR-BLDG | 12 | 6 Months - IMM WA3 HVAC unit cleaning and inspection (as per Activity list) | Air Conditioning, HVAC, Admin Building | THR-ACC-ADM | 16000000 | THR-ACC-NR-671 | Unit Cleaning and Inspection as per63A349AC1149AC1249AC1449AC15 for
THR-BLDG | 12 | 6 Months - IMM WA3 HVAC unit cleaning and inspection (as per Activity list) | Air Conditioning, HVAC, Admin Building | THR-ACC-ADM | 24000000 | THR-ACC-NR-684 | Unit Cleaning and Inspection as per63A349AC1149AC1249AC1449AC15 for
THR-BLDG | 12 | 6 Months - IMM WA3 HVAC unit cleaning and inspection (as per Activity list) | Air Conditioning, HVAC, Admin Building | THR-ACC-ADM | 17000000 | THR-ACC-NR-672 | Unit Cleaning and Inspection as per63A349AC1149AC1249AC1449AC15 for
THR-BLDG | 12 | 6 Months - IMM WA3 HVAC unit cleaning and inspection (as per Activity list) | Air Conditioning, HVAC, Admin Building | THR-ACC-ADM | 25000000 | THR-ACC-NR-687 | Unit Cleaning and Inspection as per63A349AC1149AC1249AC1449AC15 for
THR-BLDG | 12 | 6 Months - IMM WA3 HVAC unit cleaning and inspection (as per Activity list) | Air Conditioning, HVAC, Admin Building | THR-ACC-ADM | 18000000 | THR-ACC-NR-675 | Unit Cleaning and Inspection as per63A349AC1149AC1249AC1449AC15 for
THR-BLDG | 12 | 6 Months - IMM WA3 HVAC unit cleaning and inspection (as per Activity list) | Air Conditioning, HVAC, Admin Building | THR-ACC-ADM | 28000000 | THR-ACC-NR-694 | Unit Cleaning and Inspection as per63A349AC1149AC1249AC1449AC15 for
THR-BLDG | 12 | 6 Months - IMM WA3 HVAC unit cleaning and inspection (as per Activity list) | Air Conditioning, HVAC, Admin Building | THR-ACC-ADM | 20000000 | THR-ACC-NR-677 | Unit Cleaning and Inspection as per63A349AC1149AC1249AC1449AC15 for
THR-BLDG | 12 | 6 Months - IMM WA3 HVAC unit cleaning and inspection (as per Activity list) | Air Conditioning, HVAC, Admin Building | THR-ACC-ADM | 30000000 | THR-ACC-NR-697 | Unit Cleaning and Inspection as per63A349AC1149AC1249AC1449AC15 for
THR-BLDG | 12 | 6 Months - IMM WA3 HVAC unit cleaning and inspection (as per Activity list) | Air Conditioning, HVAC, Admin Building | THR-ACC-ADM | 21000000 | THR-ACC-NR-678 | Unit Cleaning and Inspection as per63A349AC1149AC1249AC1449AC15 for
THR-BLDG | 12 | 6 Months - IMM WA3 HVAC unit cleaning and inspection (as per Activity list) | Air Conditioning, HVAC, Admin Building | THR-ACC-ADM | 31000000 | THR-ACC-NR-700 | Unit Cleaning and Inspection as per63A349AC1149AC1249AC1449AC15 for
THR-BLDG | 12 | 6 Months - IMM WA3 HVAC unit cleaning and inspection (as per Activity list) | Air Conditioning, HVAC, Admin Building | THR-ACC-ADM | 22000000 | THR-ACC-NR-679 | Unit Cleaning and Inspection as per63A349AC1149AC1249AC1449AC15 for
THR-BLDG | 12 | 6 Months - IMM WA3 HVAC unit cleaning and inspection (as per Activity list) | Air Conditioning, HVAC, Admin Building | THR-ACC-ADM | 33000000 | THR-ACC-NR-702 | Unit Cleaning and Inspection as per63A349AC1149AC1249AC1449AC15 for
THR-BLDG | 12 | 6 Months - IMM WA3 HVAC unit cleaning and inspection (as per Activity list) | Air Conditioning, HVAC, Admin Building | THR-ACC-ADM | 23000000 | THR-ACC-NR-680 | Unit Cleaning and Inspection as per63A349AC1149AC1249AC1449AC15 for
THR-BLDG | 12 | 6 Months - IMM WA3 HVAC unit cleaning and inspection (as per Activity list) | Air Conditioning, HVAC, Admin Building | THR-ACC-ADM | 34000000 | THR-ACC-NR-703 | Unit Cleaning and Inspection as per63A349AC1149AC1249AC1449AC15 for
THR-BLDG | 12 | 6 Months - IMM WA3 HVAC unit cleaning and inspection (as per Activity list) | Air Conditioning, HVAC, Admin Building | THR-ACC-ADM | 26000000 | THR-ACC-NR-692 | Unit Cleaning and Inspection as per63A349AC1149AC1249AC1449AC15 for
THR-BLDG | 12 | 6 Months - IMM WA3 HVAC unit cleaning and inspection (as per Activity list) | Air Conditioning, HVAC, Admin Building | THR-ACC-ADM | 36000000 | THR-ACC-NR-705 | Unit Cleaning and Inspection as per63A349AC1149AC1249AC1449AC15 for
THR-BLDG | 12 | 6 Months - IMM WA3 HVAC unit cleaning and inspection (as per Activity list) | Air Conditioning, HVAC, Admin Building | THR-ACC-ADM | 27000000 | THR-ACC-NR-693 | Unit Cleaning and Inspection as per63A349AC1149AC1249AC1449AC15 for
THR-BLDG | 12 | 6 Months - IMM WA3 HVAC unit cleaning and inspection (as per Activity list) | Air Conditioning, HVAC, Admin Building | THR-ACC-ADM | 39000000 | THR-ACC-NR-708 | Unit Cleaning and Inspection as per63A349AC1149AC1249AC1449AC15 for
THR-BLDG | 12 | 6 Months - IMM WA3 HVAC unit cleaning and inspection (as per Activity list) | Air Conditioning, HVAC, Admin Building | THR-ACC-ADM | 29000000 | THR-ACC-NR-695 | Unit Cleaning and Inspection as per63A349AC1149AC1249AC1449AC15 for
THR-BLDG | 12 | 6 Months - IMM WA3 HVAC unit cleaning and inspection (as per Activity list) | Air Conditioning, HVAC, Admin Building | THR-ACC-ADM | 40000000 | THR-ACC-NR-710 | Unit Cleaning and Inspection as per63A349AC1149AC1249AC1449AC15 for
THR-BLDG | 12 | 6 Months - IMM WA3 HVAC unit cleaning and inspection (as per Activity list) | Air Conditioning, HVAC, Admin Building | THR-ACC-ADM | 32000000 | THR-ACC-NR-701 | Unit Cleaning and Inspection as per63A349AC1149AC1249AC1449AC15 for
THR-BLDG | 12 | 6 Months - IMM WA3 HVAC unit cleaning and inspection (as per Activity list) | Air Conditioning, HVAC, Admin Building | THR-ACC-ADM | 43000000 | THR-ACC-NR-713 | Unit Cleaning and Inspection as per63A349AC1149AC1249AC1449AC15 for
THR-BLDG | 12 | 6 Months - IMM WA3 HVAC unit cleaning and inspection (as per Activity list) | Air Conditioning, HVAC, Admin Building | THR-ACC-ADM | 35000000 | THR-ACC-NR-704 | Unit Cleaning and Inspection as per63A349AC1149AC1249AC1449AC15 for
THR-BLDG | 12 | 6 Months - IMM WA3 HVAC unit cleaning and inspection (as per Activity list) | Air Conditioning, HVAC, Admin Building | THR-ACC-ADM | 46000000 | THR-ACC-NR-721 | Unit Cleaning and Inspection as per63A349AC1149AC1249AC1449AC15 for
THR-BLDG | 12 | 6 Months - IMM WA3 HVAC unit cleaning and inspection (as per Activity list) | Air Conditioning, HVAC, Admin Building | THR-ACC-ADM | 37000000 | THR-ACC-NR-706 | Unit Cleaning and Inspection as per63A349AC1149AC1249AC1449AC15 for
THR-BLDG | 12 | 6 Months - IMM WA3 HVAC unit cleaning and inspection (as per Activity list) | Air Conditioning, HVAC, Admin Building | THR-ACC-ADM | 47000000 | THR-ACC-NR-722 | Unit Cleaning and Inspection as per63A349AC1149AC1249AC1449AC15 for
THR-BLDG | 12 | 6 Months - IMM WA3 HVAC unit cleaning and inspection (as per Activity list) | Air Conditioning, HVAC, Admin Building | THR-ACC-ADM | 38000000 | THR-ACC-NR-707 | Unit Cleaning and Inspection as per63A349AC1149AC1249AC1449AC15 for
THR-BLDG | 12 | 6 Months - IMM WA3 HVAC unit cleaning and inspection (as per Activity list) | Air Conditioning, HVAC, Admin Building | THR-ACC-ADM | 48000000 | THR-ACC-NR-723 | Unit Cleaning and Inspection as per63A349AC1149AC1249AC1449AC15 for
THR-BLDG | 12 | 6 Months - IMM WA3 HVAC unit cleaning and inspection (as per Activity list) | Air Conditioning, HVAC, Admin Building | THR-ACC-ADM | 41000000 | THR-ACC-NR-711 | Unit Cleaning and Inspection as per63A349AC1149AC1249AC1449AC15 for
THR-BLDG | 12 | 6 Months - IMM WA3 HVAC unit cleaning and inspection (as per Activity list) | Air Conditioning, HVAC, Admin Building | THR-ACC-ADM | 49000000 | THR-ACC-NR-724 | Unit Cleaning and Inspection as per63A349AC1149AC1249AC1449AC15 for
THR-BLDG | 12 | 6 Months - IMM WA3 HVAC unit cleaning and inspection (as per Activity list) | Air Conditioning, HVAC, Admin Building | THR-ACC-ADM | 42000000 | THR-ACC-NR-712 | Unit Cleaning and Inspection as per63A349AC1149AC1249AC1449AC15 for
THR-BLDG | 12 | 6 Months - IMM WA3 HVAC unit cleaning and inspection (as per Activity list) | Air Conditioning, HVAC, Admin Building | THR-ACC-ADM | 54000000 | THR-ACC-NR-729 | Unit Cleaning and Inspection as per63A349AC1149AC1249AC1449AC15 for
THR-BLDG | 12 | 6 Months - IMM WA3 HVAC unit cleaning and inspection (as per Activity list) | Air Conditioning, HVAC, Admin Building | THR-ACC-ADM | 44000000 | THR-ACC-NR-719 | Unit Cleaning and Inspection as per63A349AC1149AC1249AC1449AC15 for
THR-BLDG | 12 | 6 Months - IMM WA3 HVAC unit cleaning and inspection (as per Activity list) | Air Conditioning, HVAC, Admin Building | THR-ACC-ADM | 57000000 | THR-ACC-NR-733 | Unit Cleaning and Inspection as per63A349AC1149AC1249AC1449AC15 for
THR-BLDG | 12 | 6 Months - IMM WA3 HVAC unit cleaning and inspection (as per Activity list) | Air Conditioning, HVAC, Admin Building | THR-ACC-ADM | 45000000 | THR-ACC-NR-720 | Unit Cleaning and Inspection as per63A349AC1149AC1249AC1449AC15 for
THR-BLDG | 12 | 6 Months - IMM WA3 HVAC unit cleaning and inspection (as per Activity list) | Air Conditioning, HVAC, Admin Building | THR-ACC-ADM | 50000000 | THR-ACC-NR-725 | Unit Cleaning and Inspection as per63A349AC1149AC1249AC1449AC15 for
THR-BLDG | 12 | 6 Months - IMM WA3 HVAC unit cleaning and inspection (as per Activity list) | Air Conditioning, HVAC, Admin Building | THR-ACC-ADM | 51000000 | THR-ACC-NR-726 | Unit Cleaning and Inspection as per63A349AC1149AC1249AC1449AC15 for
THR-BLDG | 12 | 6 Months - IMM WA3 HVAC unit cleaning and inspection (as per Activity list) | Air Conditioning, HVAC, Admin Building | THR-ACC-ADM | 52000000 | THR-ACC-NR-727 | Unit Cleaning and Inspection as per63A349AC1149AC1249AC1449AC15 for
THR-BLDG | 12 | 6 Months - IMM WA3 HVAC unit cleaning and inspection (as per Activity list) | Air Conditioning, HVAC, Admin Building | THR-ACC-ADM | 53000000 | THR-ACC-NR-728 | Unit Cleaning and Inspection as per63A349AC1149AC1249AC1449AC15 for
THR-BLDG | 12 | 6 Months - IMM WA3 HVAC unit cleaning and inspection (as per Activity list) | Air Conditioning, HVAC, Admin Building | THR-ACC-ADM | 55000000 | THR-ACC-NR-730 | Unit Cleaning and Inspection as per63A349AC1149AC1249AC1449AC15 for
THR-BLDG | 12 | 6 Months - IMM WA3 HVAC unit cleaning and inspection (as per Activity list) | Air Conditioning, HVAC, Admin Building | THR-ACC-ADM | 56000000 | THR-ACC-NR-731 | Unit Cleaning and Inspection as per63A349AC1149AC1249AC1449AC15 for
THR-BLDG | 12 | 6 Months - IMM WA3 HVAC unit cleaning and inspection (as per Activity list) | Air Conditioning, HVAC, Admin Building | THR-ACC-ADM | 58000000 | THR-ACC-NR-734 | Unit Cleaning and Inspection as per63A349AC1149AC1249AC1449AC15 for
THR-BLDG | 12 | 6 Months - IMM WA3 HVAC unit cleaning and inspection (as per Activity list) | Air Conditioning, HVAC, Admin Building | THR-ACC-ADM | 59000000 | THR-ACC-NR-735 | Unit Cleaning and Inspection as per63A349AC1149AC1249AC1449AC15 for
THR-BLDG | 12 | 6 Months - IMM WA3 HVAC unit cleaning and inspection (as per Activity list) | Air Conditioning, HVAC, Admin Building | THR-ACC-ADM | 60000000 | THR-ACC-NR-736 | Unit Cleaning and Inspection as per63A349AC1149AC1249AC1449AC15 for
THR-BLDG | 12 | 6 Months - IMM WA3 HVAC unit cleaning and inspection (as per Activity list) | Air Conditioning, HVAC, Admin Building | THR-ACC-ADM | 61000000 | THR-ACC-NR-738 | Unit Cleaning and Inspection as per63A349AC1149AC1249AC1449AC15 for
THR-BLDG | 12 | 6 Months - IMM WA3 HVAC unit cleaning and inspection (as per Activity list) | Air Conditioning, HVAC, Admin Building | THR-ACC-ADM | 62000000 | THR-ACC-NR-741 | Unit Cleaning and Inspection as per63A349AC1149AC1249AC1449AC15 for
THR-BLDG | 12 | 6 Months - IMM WA3 HVAC unit cleaning and inspection (as per Activity list) | Air Conditioning, HVAC, Admin Building | THR-ACC-ADM | 63000000 | THR-ACC-NR-649 | Unit Cleaning and Inspection as per63A349AC1149AC1249AC1449AC15 for
THR-BLDG | 12 | 6 Months - IMM WA3 HVAC unit cleaning and inspection (as per Activity list) | Air Conditioning, AHU, HVAC, Engine Room | THR-ACC-ER | 2000000 | THR-ACC-NR-611 | Unit Cleaning and Inspection as per63A349AC1149AC1249AC1449AC15 for
THR-BLDG | 12 | 6 Months - IMM WA3 HVAC unit cleaning and inspection (as per Activity list) | Air Conditioning, AHU, HVAC, Engine Room | THR-ACC-ER | 5000000 | THR-ACC-NR-642 | Unit Cleaning and Inspection as per63A349AC1149AC1249AC1449AC15 for
THR-BLDG | 12 | 6 Months - IMM WA3 HVAC unit cleaning and inspection (as per Activity list) | Air Conditioning, AHU, HVAC, Engine Room | THR-ACC-ER | 7000000 | THR-ACC-NR-644 | Unit Cleaning and Inspection as per63A349AC1149AC1249AC1449AC15 for
THR-BLDG | 12 | 6 Months - IMM WA3 HVAC unit cleaning and inspection (as per Activity list) | Air Conditioning, AHU, HVAC, Engine Room | THR-ACC-ER | 8000000 | THR-ACC-NR-645 | Unit Cleaning and Inspection as per63A349AC1149AC1249AC1449AC15 for
THR-BLDG | 12 | 6 Months - IMM WA3 HVAC unit cleaning and inspection (as per Activity list) | Air Conditioning, AHU, HVAC, Engine Room | THR-ACC-ER | 10000000 | THR-ACC-NR-647 | Unit Cleaning and Inspection as per63A349AC1149AC1249AC1449AC15 for
THR-BLDG | 12 | 6 Months - IMM WA3 HVAC unit cleaning and inspection (as per Activity list) | Air Conditioning, AHU, HVAC, Engine Room | THR-ACC-ER | 11000000 | THR-ACC-NR-648 | Unit Cleaning and Inspection as per63A349AC1149AC1249AC1449AC15 for
THR-BLDG | 12 | 6 Months - IMM WA3 HVAC unit cleaning and inspection (as per Activity list) | Air Conditioning, AHU, HVAC, Engine Room | THR-ACC-ER | 1000000 | THR-ACC-NR-610 | Unit Cleaning and Inspection as per63A349AC1149AC1249AC1449AC15 for
THR-BLDG | 12 | 6 Months - IMM WA3 HVAC unit cleaning and inspection (as per Activity list) | Air Conditioning, AHU, HVAC, Engine Room | THR-ACC-ER | 3000000 | THR-ACC-NR-640 | Unit Cleaning and Inspection as per63A349AC1149AC1249AC1449AC15 for
THR-BLDG | 12 | 6 Months - IMM WA3 HVAC unit cleaning and inspection (as per Activity list) | Air Conditioning, AHU, HVAC, Engine Room | THR-ACC-ER | 4000000 | THR-ACC-NR-641 | Unit Cleaning and Inspection as per63A349AC1149AC1249AC1449AC15 for
THR-BLDG | 12 | 6 Months - IMM WA3 HVAC unit cleaning and inspection (as per Activity list) | Air Conditioning, AHU, HVAC, Engine Room | THR-ACC-ER | 6000000 | THR-ACC-NR-643 | Unit Cleaning and Inspection as per63A349AC1149AC1249AC1449AC15 for
THR-BLDG | 12 | 6 Months - IMM WA3 HVAC unit cleaning and inspection (as per Activity list) | Air Conditioning, AHU, HVAC, Engine Room | THR-ACC-ER | 9000000 | THR-ACC-NR-646 | Unit Cleaning and Inspection as per63A349AC1149AC1249AC1449AC15 for
THR-BLDG | 13 | 6 Months - IMM WA4 HVAC heater unit cleaning and inspections (as per Activity list) | Air Conditioning, AHU, HVAC,Work Area4 | THR-ACC-WA4 | 2000000 | THR-ACC-HTR-0212 | Unit Cleaning and Inspection as per63A349AC449AC1249AC143A9 for
THR-BLDG | 13 | 6 Months - IMM WA4 HVAC heater unit cleaning and inspections (as per Activity list) | Air Conditioning, AHU, HVAC,Work Area4 | THR-ACC-WA4 | 1000000 | THR-ACC-HTR-0211 | Unit Cleaning and Inspection as per63A349AC449AC1249AC143A9 for
THR-BLDG | 13 | 6 Months - IMM WA4 HVAC heater unit cleaning and inspections (as per Activity list) | Air Conditioning, AHU, HVAC,Work Area4 | THR-ACC-WA4 | 4000000 | THR-ACC-HTR-0214 | Unit Cleaning and Inspection as per63A349AC449AC1249AC143A9 for
THR-BLDG | 13 | 6 Months - IMM WA4 HVAC heater unit cleaning and inspections (as per Activity list) | Air Conditioning, AHU, HVAC,Work Area4 | THR-ACC-WA4 | 3000000 | THR-ACC-HTR-0213 | Unit Cleaning and Inspection as per63A349AC449AC1249AC143A9 for
THR-BLDG | 13 | 6 Months - IMM WA4 HVAC heater unit cleaning and inspections (as per Activity list) | Air Conditioning, AHU, HVAC,Work Area4 | THR-ACC-WA4 | 6000000 | THR-ACC-HTR-0216 | Unit Cleaning and Inspection as per63A349AC449AC1249AC143A9 for
THR-BLDG | 13 | 6 Months - IMM WA4 HVAC heater unit cleaning and inspections (as per Activity list) | Air Conditioning, AHU, HVAC,Work Area4 | THR-ACC-WA4 | 5000000 | THR-ACC-HTR-0215 | Unit Cleaning and Inspection as per63A349AC449AC1249AC143A9 for
THR-BLDG | 13 | 6 Months - IMM WA4 HVAC heater unit cleaning and inspections (as per Activity list) | Air Conditioning, AHU, HVAC,Work Area4 | THR-ACC-WA4 | 9000000 | THR-ACC-HTR-38169 | Unit Cleaning and Inspection as per63A349AC449AC1249AC143A9 for
THR-BLDG | 13 | 6 Months - IMM WA4 HVAC heater unit cleaning and inspections (as per Activity list) | Air Conditioning, AHU, HVAC,Work Area4 | THR-ACC-WA4 | 7000000 | THR-ACC-HTR-38167 | Unit Cleaning and Inspection as per63A349AC449AC1249AC143A9 for
THR-BLDG | 13 | 6 Months - IMM WA4 HVAC heater unit cleaning and inspections (as per Activity list) | Air Conditioning, AHU, HVAC,Work Area4 | THR-ACC-WA4 | 10000000 | THR-ACC-HTR-38170 | Unit Cleaning and Inspection as per63A349AC449AC1249AC143A9 for
THR-BLDG | 13 | 6 Months - IMM WA4 HVAC heater unit cleaning and inspections (as per Activity list) | Air Conditioning, AHU, HVAC,Work Area4 | THR-ACC-WA4 | 8000000 | THR-ACC-HTR-38168 | Unit Cleaning and Inspection as per63A349AC449AC1249AC143A9 for
THR-BLDG | 13 | 6 Months - IMM WA4 HVAC heater unit cleaning and inspections (as per Activity list) | Air Conditioning, AHU, HVAC,Work Area4 | THR-ACC-WA4 | 11000000 | THR-ACC-HTR-38171 | Unit Cleaning and Inspection as per63A349AC449AC1249AC143A9 for
THR-BLDG | 13 | 6 Months - IMM WA4 HVAC heater unit cleaning and inspections (as per Activity list) | Air Conditioning, AHU, HVAC,Work Area4 | THR-ACC-WA4 | 13000000 | THR-ACC-NR-505 | Unit Cleaning and Inspection as per63A349AC449AC1249AC143A9 for
THR-BLDG | 13 | 6 Months - IMM WA4 HVAC heater unit cleaning and inspections (as per Activity list) | Air Conditioning, AHU, HVAC,Work Area4 | THR-ACC-WA4 | 12000000 | THR-ACC-HTR-38172 | Unit Cleaning and Inspection as per63A349AC449AC1249AC143A9 for
THR-BLDG | 13 | 6 Months - IMM WA4 HVAC heater unit cleaning and inspections (as per Activity list) | Air Conditioning, AHU, HVAC,Work Area4 | THR-ACC-WA4 | 14000000 | THR-ACC-NR-506 | Unit Cleaning and Inspection as per63A349AC449AC1249AC143A9 for
THR-BLDG | 13 | 6 Months - IMM WA4 HVAC heater unit cleaning and inspections (as per Activity list) | Air Conditioning, AHU, HVAC,Work Area4 | THR-ACC-WA4 | 15000000 | THR-ACC-NR-507 | Unit Cleaning and Inspection as per63A349AC449AC1249AC143A9 for
THR-BLDG | 13 | 6 Months - IMM WA4 HVAC heater unit cleaning and inspections (as per Activity list) | Air Conditioning, AHU, HVAC,Work Area4 | THR-ACC-WA4 | 16000000 | THR-ACC-NR-527 | Unit Cleaning and Inspection as per63A349AC449AC1249AC143A9 for
THR-BLDG | 13 | 6 Months - IMM WA4 HVAC heater unit cleaning and inspections (as per Activity list) | Air Conditioning, AHU, HVAC,Work Area4 | THR-ACC-WA4 | 17000000 | THR-ACC-NR-528 | Unit Cleaning and Inspection as per63A349AC449AC1249AC143A9 for
THR-BLDG | 13 | 6 Months - IMM WA4 HVAC heater unit cleaning and inspections (as per Activity list) | Air Conditioning, AHU, HVAC,Work Area4 | THR-ACC-WA4 | 18000000 | THR-ACC-NR-529 | Unit Cleaning and Inspection as per63A349AC449AC1249AC143A9 for
THR-BLDG | 13 | 6 Months - IMM WA4 HVAC heater unit cleaning and inspections (as per Activity list) | Air Conditioning, AHU, HVAC,Work Area4 | THR-ACC-WA4 | 19000000 | THR-ACC-NU-691 | Unit Cleaning and Inspection as per63A349AC449AC1249AC143A9 for
THR-BLDG | 13 | 6 Months - IMM WA4 HVAC heater unit cleaning and inspections (as per Activity list) | Air Conditioning, AHU, HVAC,Work Area4 | THR-ACC-WA4 | 21000000 | THR-ACC-NR-693 | Unit Cleaning and Inspection as per63A349AC449AC1249AC143A9 for
THR-BLDG | 13 | 6 Months - IMM WA4 HVAC heater unit cleaning and inspections (as per Activity list) | Air Conditioning, AHU, HVAC,Work Area4 | THR-ACC-WA4 | 20000000 | THR-ACC-NR-692 | Unit Cleaning and Inspection as per63A349AC449AC1249AC143A9 for
THR-BLDG | 13 | 6 Months - IMM WA4 HVAC heater unit cleaning and inspections (as per Activity list) | Air Conditioning, AHU, HVAC,Work Area4 | THR-ACC-WA4 | 22000000 | THR-ACC-NR-694 | Unit Cleaning and Inspection as per63A349AC449AC1249AC143A9 for
THR-BLDG | 13 | 6 Months - IMM WA4 HVAC heater unit cleaning and inspections (as per Activity list) | Air Conditioning, AHU, HVAC,Work Area4 | THR-ACC-WA4 | 23000000 | THR-ACC-NR-704 | Unit Cleaning and Inspection as per63A349AC449AC1249AC143A9 for
THR-BLDG | 13 | 6 Months - IMM WA4 HVAC heater unit cleaning and inspections (as per Activity list) | Air Conditioning, AHU, HVAC,Work Area4 | THR-ACC-WA4 | 27000000 | THR-ACC-NR-708 | Unit Cleaning and Inspection as per63A349AC449AC1249AC143A9 for
THR-BLDG | 13 | 6 Months - IMM WA4 HVAC heater unit cleaning and inspections (as per Activity list) | Air Conditioning, AHU, HVAC,Work Area4 | THR-ACC-WA4 | 24000000 | THR-ACC-NR-705 | Unit Cleaning and Inspection as per63A349AC449AC1249AC143A9 for
THR-BLDG | 13 | 6 Months - IMM WA4 HVAC heater unit cleaning and inspections (as per Activity list) | Air Conditioning, AHU, HVAC,Work Area4 | THR-ACC-WA4 | 28000000 | THR-ACC-NU-709 | Unit Cleaning and Inspection as per63A349AC449AC1249AC143A9 for
THR-BLDG | 13 | 6 Months - IMM WA4 HVAC heater unit cleaning and inspections (as per Activity list) | Air Conditioning, AHU, HVAC,Work Area4 | THR-ACC-WA4 | 25000000 | THR-ACC-NR-706 | Unit Cleaning and Inspection as per63A349AC449AC1249AC143A9 for
THR-BLDG | 13 | 6 Months - IMM WA4 HVAC heater unit cleaning and inspections (as per Activity list) | Air Conditioning, AHU, HVAC,Work Area4 | THR-ACC-WA4 | 29000000 | THR-ACC-NU-713 | Unit Cleaning and Inspection as per63A349AC449AC1249AC143A9 for
THR-BLDG | 13 | 6 Months - IMM WA4 HVAC heater unit cleaning and inspections (as per Activity list) | Air Conditioning, AHU, HVAC,Work Area4 | THR-ACC-WA4 | 26000000 | THR-ACC-NR-707 | Unit Cleaning and Inspection as per63A349AC449AC1249AC143A9 for
THR-BLDG | 13 | 6 Months - IMM WA4 HVAC heater unit cleaning and inspections (as per Activity list) | Air Conditioning, AHU, HVAC,Work Area4 | THR-ACC-WA4 | 30000000 | THR-ACC-NU-714 | Unit Cleaning and Inspection as per63A349AC449AC1249AC143A9 for
THR-BLDG | 13 | 6 Months - IMM WA4 HVAC heater unit cleaning and inspections (as per Activity list) | Air Conditioning, AHU, HVAC,Work Area4 | THR-ACC-WA4 | 32000000 | THR-ACC-HTR-3601 | Unit Cleaning and Inspection as per63A349AC449AC1249AC143A9 for
THR-BLDG | 13 | 6 Months - IMM WA4 HVAC heater unit cleaning and inspections (as per Activity list) | Air Conditioning, AHU, HVAC,Work Area4 | THR-ACC-WA4 | 31000000 | THR-ACC-NX-710 | Unit Cleaning and Inspection as per63A349AC449AC1249AC143A9 for
THR-BLDG | 13 | 6 Months - IMM WA4 HVAC heater unit cleaning and inspections (as per Activity list) | Air Conditioning, AHU, HVAC,Work Area4 | THR-ACC-WA4 | 34000000 | THR-ACC-HTR-3603 | Unit Cleaning and Inspection as per63A349AC449AC1249AC143A9 for
THR-BLDG | 13 | 6 Months - IMM WA4 HVAC heater unit cleaning and inspections (as per Activity list) | Air Conditioning, AHU, HVAC,Work Area4 | THR-ACC-WA4 | 33000000 | THR-ACC-HTR-3602 | Unit Cleaning and Inspection as per63A349AC449AC1249AC143A9 for
THR-BLDG | 13 | 6 Months - IMM WA4 HVAC heater unit cleaning and inspections (as per Activity list) | Air Conditioning, AHU, HVAC,Work Area4 | THR-ACC-WA4 | 37000000 | THR-ACC-HTR-5101 | Unit Cleaning and Inspection as per63A349AC449AC1249AC143A9 for
THR-BLDG | 13 | 6 Months - IMM WA4 HVAC heater unit cleaning and inspections (as per Activity list) | Air Conditioning, AHU, HVAC,Work Area4 | THR-ACC-WA4 | 35000000 | THR-ACC-HTR-5010 | Unit Cleaning and Inspection as per63A349AC449AC1249AC143A9 for
THR-BLDG | 13 | 6 Months - IMM WA4 HVAC heater unit cleaning and inspections (as per Activity list) | Air Conditioning, AHU, HVAC,Work Area4 | THR-ACC-WA4 | 40000000 | THR-ACC-HTR-0207 | Unit Cleaning and Inspection as per63A349AC449AC1249AC143A9 for
THR-BLDG | 13 | 6 Months - IMM WA4 HVAC heater unit cleaning and inspections (as per Activity list) | Air Conditioning, AHU, HVAC,Work Area4 | THR-ACC-WA4 | 36000000 | THR-ACC-HTR-5100 | Unit Cleaning and Inspection as per63A349AC449AC1249AC143A9 for
THR-BLDG | 13 | 6 Months - IMM WA4 HVAC heater unit cleaning and inspections (as per Activity list) | Air Conditioning, AHU, HVAC,Work Area4 | THR-ACC-WA4 | 42000000 | THR-ACC-HTR-0210 | Unit Cleaning and Inspection as per63A349AC449AC1249AC143A9 for
THR-BLDG | 13 | 6 Months - IMM WA4 HVAC heater unit cleaning and inspections (as per Activity list) | Air Conditioning, AHU, HVAC,Work Area4 | THR-ACC-WA4 | 38000000 | THR-ACC-HTR-5102 | Unit Cleaning and Inspection as per63A349AC449AC1249AC143A9 for
THR-BLDG | 13 | 6 Months - IMM WA4 HVAC heater unit cleaning and inspections (as per Activity list) | Air Conditioning, AHU, HVAC,Work Area4 | THR-ACC-WA4 | 43000000 | THR-ACC-HTR-3500 | Unit Cleaning and Inspection as per63A349AC449AC1249AC143A9 for
THR-BLDG | 13 | 6 Months - IMM WA4 HVAC heater unit cleaning and inspections (as per Activity list) | Air Conditioning, AHU, HVAC,Work Area4 | THR-ACC-WA4 | 39000000 | THR-ACC-HTR-0205 | Unit Cleaning and Inspection as per63A349AC449AC1249AC143A9 for
THR-BLDG | 13 | 6 Months - IMM WA4 HVAC heater unit cleaning and inspections (as per Activity list) | Air Conditioning, AHU, HVAC,Work Area4 | THR-ACC-WA4 | 45000000 | THR-ACC-HTR-4400 | Unit Cleaning and Inspection as per63A349AC449AC1249AC143A9 for
THR-BLDG | 13 | 6 Months - IMM WA4 HVAC heater unit cleaning and inspections (as per Activity list) | Air Conditioning, AHU, HVAC,Work Area4 | THR-ACC-WA4 | 41000000 | THR-ACC-HTR-0209 | Unit Cleaning and Inspection as per63A349AC449AC1249AC143A9 for
THR-BLDG | 13 | 6 Months - IMM WA4 HVAC heater unit cleaning and inspections (as per Activity list) | Air Conditioning, AHU, HVAC,Work Area4 | THR-ACC-WA4 | 47000000 | THR-ACC-HTR-4402 | Unit Cleaning and Inspection as per63A349AC449AC1249AC143A9 for
THR-BLDG | 13 | 6 Months - IMM WA4 HVAC heater unit cleaning and inspections (as per Activity list) | Air Conditioning, AHU, HVAC,Work Area4 | THR-ACC-WA4 | 44000000 | THR-ACC-HTR-3501 | Unit Cleaning and Inspection as per63A349AC449AC1249AC143A9 for
THR-BLDG | 13 | 6 Months - IMM WA4 HVAC heater unit cleaning and inspections (as per Activity list) | Air Conditioning, AHU, HVAC,Work Area4 | THR-ACC-WA4 | 52000000 | THR-ACC-HTR-4004 | Unit Cleaning and Inspection as per63A349AC449AC1249AC143A9 for
THR-BLDG | 13 | 6 Months - IMM WA4 HVAC heater unit cleaning and inspections (as per Activity list) | Air Conditioning, AHU, HVAC,Work Area4 | THR-ACC-WA4 | 46000000 | THR-ACC-HTR-4401 | Unit Cleaning and Inspection as per63A349AC449AC1249AC143A9 for
THR-BLDG | 13 | 6 Months - IMM WA4 HVAC heater unit cleaning and inspections (as per Activity list) | Air Conditioning, AHU, HVAC,Work Area4 | THR-ACC-WA4 | 54000000 | THR-ACC-HTR-4501 | Unit Cleaning and Inspection as per63A349AC449AC1249AC143A9 for
THR-BLDG | 13 | 6 Months - IMM WA4 HVAC heater unit cleaning and inspections (as per Activity list) | Air Conditioning, AHU, HVAC,Work Area4 | THR-ACC-WA4 | 48000000 | THR-ACC-HTR-4403 | Unit Cleaning and Inspection as per63A349AC449AC1249AC143A9 for
THR-BLDG | 13 | 6 Months - IMM WA4 HVAC heater unit cleaning and inspections (as per Activity list) | Air Conditioning, AHU, HVAC,Work Area4 | THR-ACC-WA4 | 55000000 | THR-ACC-HTR-4502 | Unit Cleaning and Inspection as per63A349AC449AC1249AC143A9 for
THR-BLDG | 13 | 6 Months - IMM WA4 HVAC heater unit cleaning and inspections (as per Activity list) | Air Conditioning, AHU, HVAC,Work Area4 | THR-ACC-WA4 | 49000000 | THR-ACC-HTR-4700 | Unit Cleaning and Inspection as per63A349AC449AC1249AC143A9 for
THR-BLDG | 13 | 6 Months - IMM WA4 HVAC heater unit cleaning and inspections (as per Activity list) | Air Conditioning, AHU, HVAC,Work Area4 | THR-ACC-WA4 | 56000000 | THR-ACC-HTR-4503 | Unit Cleaning and Inspection as per63A349AC449AC1249AC143A9 for
THR-BLDG | 13 | 6 Months - IMM WA4 HVAC heater unit cleaning and inspections (as per Activity list) | Air Conditioning, AHU, HVAC,Work Area4 | THR-ACC-WA4 | 50000000 | THR-ACC-HTR-4002 | Unit Cleaning and Inspection as per63A349AC449AC1249AC143A9 for
THR-BLDG | 13 | 6 Months - IMM WA4 HVAC heater unit cleaning and inspections (as per Activity list) | Air Conditioning, AHU, HVAC,Work Area4 | THR-ACC-WA4 | 57000000 | THR-ACC-HTR-4504 | Unit Cleaning and Inspection as per63A349AC449AC1249AC143A9 for
THR-BLDG | 13 | 6 Months - IMM WA4 HVAC heater unit cleaning and inspections (as per Activity list) | Air Conditioning, AHU, HVAC,Work Area4 | THR-ACC-WA4 | 51000000 | THR-ACC-HTR-4003 | Unit Cleaning and Inspection as per63A349AC449AC1249AC143A9 for
THR-BLDG | 13 | 6 Months - IMM WA4 HVAC heater unit cleaning and inspections (as per Activity list) | Air Conditioning, AHU, HVAC,Work Area4 | THR-ACC-WA4 | 60000000 | THR-ACC-HTR-4507 | Unit Cleaning and Inspection as per63A349AC449AC1249AC143A9 for
THR-BLDG | 13 | 6 Months - IMM WA4 HVAC heater unit cleaning and inspections (as per Activity list) | Air Conditioning, AHU, HVAC,Work Area4 | THR-ACC-WA4 | 53000000 | THR-ACC-HTR-4500 | Unit Cleaning and Inspection as per63A349AC449AC1249AC143A9 for
THR-BLDG | 13 | 6 Months - IMM WA4 HVAC heater unit cleaning and inspections (as per Activity list) | Air Conditioning, AHU, HVAC,Work Area4 | THR-ACC-WA4 | 62000000 | THR-ACC-HTR-4509 | Unit Cleaning and Inspection as per63A349AC449AC1249AC143A9 for
THR-BLDG | 13 | 6 Months - IMM WA4 HVAC heater unit cleaning and inspections (as per Activity list) | Air Conditioning, AHU, HVAC,Work Area4 | THR-ACC-WA4 | 58000000 | THR-ACC-HTR-4505 | Unit Cleaning and Inspection as per63A349AC449AC1249AC143A9 for
THR-BLDG | 13 | 6 Months - IMM WA4 HVAC heater unit cleaning and inspections (as per Activity list) | Air Conditioning, AHU, HVAC,Work Area4 | THR-ACC-WA4 | 63000000 | THR-ACC-HTR-4510 | Unit Cleaning and Inspection as per63A349AC449AC1249AC143A9 for
THR-BLDG | 13 | 6 Months - IMM WA4 HVAC heater unit cleaning and inspections (as per Activity list) | Air Conditioning, AHU, HVAC,Work Area4 | THR-ACC-WA4 | 59000000 | THR-ACC-HTR-4506 | Unit Cleaning and Inspection as per63A349AC449AC1249AC143A9 for
THR-BLDG | 13 | 6 Months - IMM WA4 HVAC heater unit cleaning and inspections (as per Activity list) | Air Conditioning, AHU, HVAC,Work Area4 | THR-ACC-WA4 | 64000000 | THR-ACC-HTR-4511 | Unit Cleaning and Inspection as per63A349AC449AC1249AC143A9 for
THR-BLDG | 13 | 6 Months - IMM WA4 HVAC heater unit cleaning and inspections (as per Activity list) | Air Conditioning, AHU, HVAC,Work Area4 | THR-ACC-WA4 | 61000000 | THR-ACC-HTR-4508 | Unit Cleaning and Inspection as per63A349AC449AC1249AC143A9 for
THR-BLDG | 13 | 6 Months - IMM WA4 HVAC heater unit cleaning and inspections (as per Activity list) | Air Conditioning, AHU, HVAC,Work Area4 | THR-ACC-WA4 | 65000000 | THR-ACC-HTR-4000 | Unit Cleaning and Inspection as per63A349AC449AC1249AC143A9 for
THR-BLDG | 13 | 6 Months - IMM WA4 HVAC heater unit cleaning and inspections (as per Activity list) | Air Conditioning, AHU, HVAC,Work Area4 | THR-ACC-WA4 | 67000000 | THR-ACC-HTR-4515 | Unit Cleaning and Inspection as per63A349AC449AC1249AC143A9 for
THR-BLDG | 13 | 6 Months - IMM WA4 HVAC heater unit cleaning and inspections (as per Activity list) | Air Conditioning, AHU, HVAC,Work Area4 | THR-ACC-WA4 | 66000000 | THR-ACC-HTR-4001 | Unit Cleaning and Inspection as per63A349AC449AC1249AC143A9 for
THR-BLDG | 13 | 6 Months - IMM WA4 HVAC heater unit cleaning and inspections (as per Activity list) | Air Conditioning, AHU, HVAC,Work Area4 | THR-ACC-WA4 | 70000000 | THR-ACC-HTR-4702 | Unit Cleaning and Inspection as per63A349AC449AC1249AC143A9 for
THR-BLDG | 13 | 6 Months - IMM WA4 HVAC heater unit cleaning and inspections (as per Activity list) | Air Conditioning, AHU, HVAC,Work Area4 | THR-ACC-WA4 | 68000000 | THR-ACC-HTR-4516 | Unit Cleaning and Inspection as per63A349AC449AC1249AC143A9 for
THR-BLDG | 13 | 6 Months - IMM WA4 HVAC heater unit cleaning and inspections (as per Activity list) | Air Conditioning, AHU, HVAC,Work Area4 | THR-ACC-WA4 | 72000000 | THR-ACC-HTR-4513 | Unit Cleaning and Inspection as per63A349AC449AC1249AC143A9 for
THR-BLDG | 13 | 6 Months - IMM WA4 HVAC heater unit cleaning and inspections (as per Activity list) | Air Conditioning, AHU, HVAC,Work Area4 | THR-ACC-WA4 | 69000000 | THR-ACC-HTR-4701 | Unit Cleaning and Inspection as per63A349AC449AC1249AC143A9 for
THR-BLDG | 13 | 6 Months - IMM WA4 HVAC heater unit cleaning and inspections (as per Activity list) | Air Conditioning, AHU, HVAC,Work Area4 | THR-ACC-WA4 | 73000000 | THR-ACC-HTR-4513 | Unit Cleaning and Inspection as per63A349AC449AC1249AC143A9 for
THR-BLDG | 13 | 6 Months - IMM WA4 HVAC heater unit cleaning and inspections (as per Activity list) | Air Conditioning, AHU, HVAC,Work Area4 | THR-ACC-WA4 | 71000000 | THR-ACC-HTR-4514 | Unit Cleaning and Inspection as per63A349AC449AC1249AC143A9 for
THR-BLDG | 15 | 6 Months - IMM WA2 AHU unit tasks (as per Activity list) | Air Conditioning, AHU, HVAC,Work Area2 | THR-ACC-WA2 | 2000000 | THR-ACC-AHU-0017 | Unit Cleaning and Inspection as per43AC4 for
THR-BLDG | 15 | 6 Months - IMM WA2 AHU unit tasks (as per Activity list) | Air Conditioning, AHU, HVAC,Work Area2 | THR-ACC-WA2 | 1000000 | THR-ACC-AHU-0010 | Unit Cleaning and Inspection as per43AC4 for
THR-BLDG | 15 | 6 Months - IMM WA2 AHU unit tasks (as per Activity list) | Air Conditioning, AHU, HVAC,Work Area2 | THR-ACC-WA2 | 5000000 | THR-ACC-AHU-0120 | Unit Cleaning and Inspection as per43AC4 for
THR-BLDG | 15 | 6 Months - IMM WA2 AHU unit tasks (as per Activity list) | Air Conditioning, AHU, HVAC,Work Area2 | THR-ACC-WA2 | 3000000 | THR-ACC-AHU-0100A | Unit Cleaning and Inspection as per43AC4 for
THR-BLDG | 15 | 6 Months - IMM WA2 AHU unit tasks (as per Activity list) | Air Conditioning, AHU, HVAC,Work Area2 | THR-ACC-WA2 | 6000000 | THR-ACC-AHU-0130 | Unit Cleaning and Inspection as per43AC4 for
THR-BLDG | 15 | 6 Months - IMM WA2 AHU unit tasks (as per Activity list) | Air Conditioning, AHU, HVAC,Work Area2 | THR-ACC-WA2 | 4000000 | THR-ACC-AHU-0110 | Unit Cleaning and Inspection as per43AC4 for
THR-BLDG | 15 | 6 Months - IMM WA2 AHU unit tasks (as per Activity list) | Air Conditioning, AHU, HVAC,Work Area2 | THR-ACC-WA2 | 7000000 | THR-ACC-AHU-0140 | Unit Cleaning and Inspection as per43AC4 for
THR-BLDG | 15 | 6 Months - IMM WA2 AHU unit tasks (as per Activity list) | Air Conditioning, AHU, HVAC,Work Area2 | THR-ACC-WA2 | 8000000 | THR-ACC-AHU-0150 | Unit Cleaning and Inspection as per43AC4 for
THR-BLDG | 15 | 6 Months - IMM WA2 AHU unit tasks (as per Activity list) | Air Conditioning, AHU, HVAC,Work Area2 | THR-ACC-WA2 | 9000000 | THR-ACC-AHU-0200 | Unit Cleaning and Inspection as per43AC4 for
THR-BLDG | 15 | 6 Months - IMM WA2 AHU unit tasks (as per Activity list) | Air Conditioning, AHU, HVAC,Work Area2 | THR-ACC-WA2 | 12000000 | THR-ACC-AHU-0230 | Unit Cleaning and Inspection as per43AC4 for
THR-BLDG | 15 | 6 Months - IMM WA2 AHU unit tasks (as per Activity list) | Air Conditioning, AHU, HVAC,Work Area2 | THR-ACC-WA2 | 10000000 | THR-ACC-AHU-0210 | Unit Cleaning and Inspection as per43AC4 for
THR-BLDG | 15 | 6 Months - IMM WA2 AHU unit tasks (as per Activity list) | Air Conditioning, AHU, HVAC,Work Area2 | THR-ACC-WA2 | 14000000 | THR-ACC-AHU-0751 | Unit Cleaning and Inspection as per43AC4 for
THR-BLDG | 15 | 6 Months - IMM WA2 AHU unit tasks (as per Activity list) | Air Conditioning, AHU, HVAC,Work Area2 | THR-ACC-WA2 | 11000000 | THR-ACC-AHU-0220 | Unit Cleaning and Inspection as per43AC4 for
THR-BLDG | 15 | 6 Months - IMM WA2 AHU unit tasks (as per Activity list) | Air Conditioning, AHU, HVAC,Work Area2 | THR-ACC-WA2 | 18000000 | THR-ACC-AHU-1100 | Unit Cleaning and Inspection as per43AC4 for
THR-BLDG | 15 | 6 Months - IMM WA2 AHU unit tasks (as per Activity list) | Air Conditioning, AHU, HVAC,Work Area2 | THR-ACC-WA2 | 13000000 | THR-ACC-AHU-0750 | Unit Cleaning and Inspection as per43AC4 for
THR-BLDG | 15 | 6 Months - IMM WA2 AHU unit tasks (as per Activity list) | Air Conditioning, AHU, HVAC,Work Area2 | THR-ACC-WA2 | 15000000 | THR-ACC-AHU-0810 | Unit Cleaning and Inspection as per43AC4 for
THR-BLDG | 15 | 6 Months - IMM WA2 AHU unit tasks (as per Activity list) | Air Conditioning, AHU, HVAC,Work Area2 | THR-ACC-WA2 | 16000000 | THR-ACC-AHU-0811 | Unit Cleaning and Inspection as per43AC4 for
THR-BLDG | 15 | 6 Months - IMM WA2 AHU unit tasks (as per Activity list) | Air Conditioning, AHU, HVAC,Work Area2 | THR-ACC-WA2 | 17000000 | THR-ACC-AHU-0812 | Unit Cleaning and Inspection as per43AC4 for
THR-BLDG | 15 | 6 Months - IMM WA2 AHU unit tasks (as per Activity list) | Air Conditioning, AHU, HVAC,Work Area2 | THR-ACC-WA2 | 19000000 | THR-ACC-AHU-1101 | Unit Cleaning and Inspection as per43AC4 for
THR-BLDG | 15 | 6 Months - IMM WA2 AHU unit tasks (as per Activity list) | Air Conditioning, AHU, HVAC,Work Area2 | THR-ACC-WA2 | 20000000 | THR-ACC-AHU-1103 | Unit Cleaning and Inspection as per43AC4 for
THR-BLDG | 16 | 6 Months - IMM WA3 AHU unit tasks (as per Activity list) | Air Conditioning, Air Handling Unit, Gallery Ventilation | THR-ACC-AHU | 2000000 | THR-ACC-AC-4801 | Unit Cleaning and Inspection as per1AC251AC301AC3349AC349AC449AC1149AC1249AC1449AC549AC949AC1 for
THR-BLDG | 16 | 6 Months - IMM WA3 AHU unit tasks (as per Activity list) | Air Conditioning, Air Handling Unit, Gallery Ventilation | THR-ACC-AHU | 1000000 | THR-ACC-AC-2101 | Unit Cleaning and Inspection as per1AC251AC301AC3349AC349AC449AC1149AC1249AC1449AC549AC949AC1 for
THR-BLDG | 16 | 6 Months - IMM WA3 AHU unit tasks (as per Activity list) | Air Conditioning, Air Handling Unit, Gallery Ventilation | THR-ACC-AHU | 3000000 | THR-ACC-AHU-0009 | Unit Cleaning and Inspection as per1AC251AC301AC3349AC349AC449AC1149AC1249AC1449AC549AC949AC1 for
THR-BLDG | 16 | 6 Months - IMM WA3 AHU unit tasks (as per Activity list) | Air Conditioning, Air Handling Unit, Gallery Ventilation | THR-ACC-AHU | 5000000 | THR-ACC-AHU-0810 | Unit Cleaning and Inspection as per1AC251AC301AC3349AC349AC449AC1149AC1249AC1449AC549AC949AC1 for
THR-BLDG | 16 | 6 Months - IMM WA3 AHU unit tasks (as per Activity list) | Air Conditioning, Air Handling Unit, Gallery Ventilation | THR-ACC-AHU | 4000000 | THR-ACC-AHU-0032 | Unit Cleaning and Inspection as per1AC251AC301AC3349AC349AC449AC1149AC1249AC1449AC549AC949AC1 for
THR-BLDG | 16 | 6 Months - IMM WA3 AHU unit tasks (as per Activity list) | Air Conditioning, Air Handling Unit, Gallery Ventilation | THR-ACC-AHU | 6000000 | THR-ACC-AHU-0811 | Unit Cleaning and Inspection as per1AC251AC301AC3349AC349AC449AC1149AC1249AC1449AC549AC949AC1 for
THR-BLDG | 16 | 6 Months - IMM WA3 AHU unit tasks (as per Activity list) | Air Conditioning, Air Handling Unit, Gallery Ventilation | THR-ACC-AHU | 7000000 | THR-ACC-AHU-1 | Unit Cleaning and Inspection as per1AC251AC301AC3349AC349AC449AC1149AC1249AC1449AC549AC949AC1 for
THR-BLDG | 16 | 6 Months - IMM WA3 AHU unit tasks (as per Activity list) | Air Conditioning, Air Handling Unit, Gallery Ventilation | THR-ACC-AHU | 9000000 | THR-ACC-AHU-11 | Unit Cleaning and Inspection as per1AC251AC301AC3349AC349AC449AC1149AC1249AC1449AC549AC949AC1 for
THR-BLDG | 16 | 6 Months - IMM WA3 AHU unit tasks (as per Activity list) | Air Conditioning, Air Handling Unit, Gallery Ventilation | THR-ACC-AHU | 8000000 | THR-ACC-AHU-10 | Unit Cleaning and Inspection as per1AC251AC301AC3349AC349AC449AC1149AC1249AC1449AC549AC949AC1 for
THR-BLDG | 16 | 6 Months - IMM WA3 AHU unit tasks (as per Activity list) | Air Conditioning, Air Handling Unit, Gallery Ventilation | THR-ACC-AHU | 10000000 | THR-ACC-AHU-12 | Unit Cleaning and Inspection as per1AC251AC301AC3349AC349AC449AC1149AC1249AC1449AC549AC949AC1 for
THR-BLDG | 16 | 6 Months - IMM WA3 AHU unit tasks (as per Activity list) | Air Conditioning, Air Handling Unit, Gallery Ventilation | THR-ACC-AHU | 11000000 | THR-ACC-AHU-13 | Unit Cleaning and Inspection as per1AC251AC301AC3349AC349AC449AC1149AC1249AC1449AC549AC949AC1 for
THR-BLDG | 16 | 6 Months - IMM WA3 AHU unit tasks (as per Activity list) | Air Conditioning, Air Handling Unit, Gallery Ventilation | THR-ACC-AHU | 12000000 | THR-ACC-AHU-14 | Unit Cleaning and Inspection as per1AC251AC301AC3349AC349AC449AC1149AC1249AC1449AC549AC949AC1 for
THR-BLDG | 16 | 6 Months - IMM WA3 AHU unit tasks (as per Activity list) | Air Conditioning, Air Handling Unit, Gallery Ventilation | THR-ACC-AHU | 13000000 | THR-ACC-AHU-15 | Unit Cleaning and Inspection as per1AC251AC301AC3349AC349AC449AC1149AC1249AC1449AC549AC949AC1 for
THR-BLDG | 16 | 6 Months - IMM WA3 AHU unit tasks (as per Activity list) | Air Conditioning, Air Handling Unit, Gallery Ventilation | THR-ACC-AHU | 16000000 | THR-ACC-AHU-3 | Unit Cleaning and Inspection as per1AC251AC301AC3349AC349AC449AC1149AC1249AC1449AC549AC949AC1 for
THR-BLDG | 16 | 6 Months - IMM WA3 AHU unit tasks (as per Activity list) | Air Conditioning, Air Handling Unit, Gallery Ventilation | THR-ACC-AHU | 14000000 | THR-ACC-AHU-16 | Unit Cleaning and Inspection as per1AC251AC301AC3349AC349AC449AC1149AC1249AC1449AC549AC949AC1 for
THR-BLDG | 16 | 6 Months - IMM WA3 AHU unit tasks (as per Activity list) | Air Conditioning, Air Handling Unit, Gallery Ventilation | THR-ACC-AHU | 17000000 | THR-ACC-AHU-4 | Unit Cleaning and Inspection as per1AC251AC301AC3349AC349AC449AC1149AC1249AC1449AC549AC949AC1 for
THR-BLDG | 16 | 6 Months - IMM WA3 AHU unit tasks (as per Activity list) | Air Conditioning, Air Handling Unit, Gallery Ventilation | THR-ACC-AHU | 15000000 | THR-ACC-AHU-2 | Unit Cleaning and Inspection as per1AC251AC301AC3349AC349AC449AC1149AC1249AC1449AC549AC949AC1 for
THR-BLDG | 16 | 6 Months - IMM WA3 AHU unit tasks (as per Activity list) | Air Conditioning, Air Handling Unit, Gallery Ventilation | THR-ACC-AHU | 18000000 | THR-ACC-AHU-4601 | Unit Cleaning and Inspection as per1AC251AC301AC3349AC349AC449AC1149AC1249AC1449AC549AC949AC1 for
THR-BLDG | 16 | 6 Months - IMM WA3 AHU unit tasks (as per Activity list) | Air Conditioning, Air Handling Unit, Gallery Ventilation | THR-ACC-AHU | 20000000 | THR-ACC-AHU-6 | Unit Cleaning and Inspection as per1AC251AC301AC3349AC349AC449AC1149AC1249AC1449AC549AC949AC1 for
THR-BLDG | 16 | 6 Months - IMM WA3 AHU unit tasks (as per Activity list) | Air Conditioning, Air Handling Unit, Gallery Ventilation | THR-ACC-AHU | 19000000 | THR-ACC-AHU-5 | Unit Cleaning and Inspection as per1AC251AC301AC3349AC349AC449AC1149AC1249AC1449AC549AC949AC1 for
THR-BLDG | 16 | 6 Months - IMM WA3 AHU unit tasks (as per Activity list) | Air Conditioning, Air Handling Unit, Gallery Ventilation | THR-ACC-AHU | 23000000 | THR-ACC-AHU-9 | Unit Cleaning and Inspection as per1AC251AC301AC3349AC349AC449AC1149AC1249AC1449AC549AC949AC1 for
THR-BLDG | 16 | 6 Months - IMM WA3 AHU unit tasks (as per Activity list) | Air Conditioning, Air Handling Unit, Gallery Ventilation | THR-ACC-AHU | 21000000 | THR-ACC-AHU-7 | Unit Cleaning and Inspection as per1AC251AC301AC3349AC349AC449AC1149AC1249AC1449AC549AC949AC1 for
THR-BLDG | 16 | 6 Months - IMM WA3 AHU unit tasks (as per Activity list) | Air Conditioning, Air Handling Unit, Gallery Ventilation | THR-ACC-AHU | 24000000 | THR-ACC-AHU-D-4601 | Unit Cleaning and Inspection as per1AC251AC301AC3349AC349AC449AC1149AC1249AC1449AC549AC949AC1 for
THR-BLDG | 16 | 6 Months - IMM WA3 AHU unit tasks (as per Activity list) | Air Conditioning, Air Handling Unit, Gallery Ventilation | THR-ACC-AHU | 22000000 | THR-ACC-AHU-8 | Unit Cleaning and Inspection as per1AC251AC301AC3349AC349AC449AC1149AC1249AC1449AC549AC949AC1 for
THR-BLDG | 16 | 6 Months - IMM WA3 AHU unit tasks (as per Activity list) | Air Conditioning, Air Handling Unit, Gallery Ventilation | THR-ACC-AHU | 25000000 | THR-OCS-FN-0060 | Unit Cleaning and Inspection as per1AC251AC301AC3349AC349AC449AC1149AC1249AC1449AC549AC949AC1 for
THR-BLDG | 16 | 6 Months - IMM WA3 AHU unit tasks (as per Activity list) | Air Conditioning, Air Handling Unit, Gallery Ventilation | THR-ACC-AHU | 26000000 | THR-OCS-FN-0070 | Unit Cleaning and Inspection as per1AC251AC301AC3349AC349AC449AC1149AC1249AC1449AC549AC949AC1 for
THR-BLDG | 16 | 6 Months - IMM WA3 AHU unit tasks (as per Activity list) | Air Conditioning, Air Handling Unit, Gallery Ventilation | THR-ACC-AHU | 27000000 | THR-ACC-AHU-0410 | Unit Cleaning and Inspection as per1AC251AC301AC3349AC349AC449AC1149AC1249AC1449AC549AC949AC1 for
THR-BLDG | 16 | 6 Months - IMM WA3 AHU unit tasks (as per Activity list) | Air Conditioning, Air Handling Unit, Gallery Ventilation | THR-ACC-AHU | 28000000 | THR-ACC-AHU-3310 | Unit Cleaning and Inspection as per1AC251AC301AC3349AC349AC449AC1149AC1249AC1449AC549AC949AC1 for
THR-BLDG | 17 | 6 Months - IMM WA4 AHU unit tasks (as per Activity list) | Air Conditioning, AHU, HVAC,Work Area4 | THR-ACC-WA4 | 3000000 | THR-ACC-AHU-0201 | Unit Cleaning and Inspection as per3A926A163A364A111AC241AC251AC281AC301AC331AC3549AC349AC449AC749AC849AC1149AC1449AC15 for
THR-BLDG | 17 | 6 Months - IMM WA4 AHU unit tasks (as per Activity list) | Air Conditioning, AHU, HVAC,Work Area4 | THR-ACC-WA4 | 1000000 | THR-ACC-AHU-001 | Unit Cleaning and Inspection as per3A926A163A364A111AC241AC251AC281AC301AC331AC3549AC349AC449AC749AC849AC1149AC1449AC15 for
THR-BLDG | 17 | 6 Months - IMM WA4 AHU unit tasks (as per Activity list) | Air Conditioning, AHU, HVAC,Work Area4 | THR-ACC-WA4 | 6000000 | THR-ACC-NU-712 | Unit Cleaning and Inspection as per3A926A163A364A111AC241AC251AC281AC301AC331AC3549AC349AC449AC749AC849AC1149AC1449AC15 for
THR-BLDG | 17 | 6 Months - IMM WA4 AHU unit tasks (as per Activity list) | Air Conditioning, AHU, HVAC,Work Area4 | THR-ACC-WA4 | 2000000 | THR-ACC-AHU-0018 | Unit Cleaning and Inspection as per3A926A163A364A111AC241AC251AC281AC301AC331AC3549AC349AC449AC749AC849AC1149AC1449AC15 for
THR-BLDG | 17 | 6 Months - IMM WA4 AHU unit tasks (as per Activity list) | Air Conditioning, AHU, HVAC,Work Area4 | THR-ACC-WA4 | 7000000 | THR-ACC-NX-744 | Unit Cleaning and Inspection as per3A926A163A364A111AC241AC251AC281AC301AC331AC3549AC349AC449AC749AC849AC1149AC1449AC15 for
THR-BLDG | 17 | 6 Months - IMM WA4 AHU unit tasks (as per Activity list) | Air Conditioning, AHU, HVAC,Work Area4 | THR-ACC-WA4 | 4000000 | THR-ACC-AHU-0202 | Unit Cleaning and Inspection as per3A926A163A364A111AC241AC251AC281AC301AC331AC3549AC349AC449AC749AC849AC1149AC1449AC15 for
THR-BLDG | 17 | 6 Months - IMM WA4 AHU unit tasks (as per Activity list) | Air Conditioning, AHU, HVAC,Work Area4 | THR-ACC-WA4 | 8000000 | THR-ACC-NX-791 | Unit Cleaning and Inspection as per3A926A163A364A111AC241AC251AC281AC301AC331AC3549AC349AC449AC749AC849AC1149AC1449AC15 for
THR-BLDG | 17 | 6 Months - IMM WA4 AHU unit tasks (as per Activity list) | Air Conditioning, AHU, HVAC,Work Area4 | THR-ACC-WA4 | 5000000 | THR-ACC-AHU-0756 | Unit Cleaning and Inspection as per3A926A163A364A111AC241AC251AC281AC301AC331AC3549AC349AC449AC749AC849AC1149AC1449AC15 for
THR-BLDG | 17 | 6 Months - IMM WA4 AHU unit tasks (as per Activity list) | Air Conditioning, AHU, HVAC,Work Area4 | THR-ACC-WA4 | 9000000 | THR-ACC-AHU-0757 | Unit Cleaning and Inspection as per3A926A163A364A111AC241AC251AC281AC301AC331AC3549AC349AC449AC749AC849AC1149AC1449AC15 for
THR-BLDG | 17 | 6 Months - IMM WA4 AHU unit tasks (as per Activity list) | Air Conditioning, AHU, HVAC,Work Area4 | THR-ACC-WA4 | 10000000 | THR-ACC-AHU-3310 | Unit Cleaning and Inspection as per3A926A163A364A111AC241AC251AC281AC301AC331AC3549AC349AC449AC749AC849AC1149AC1449AC15 for
THR-BLDG | 17 | 6 Months - IMM WA4 AHU unit tasks (as per Activity list) | Air Conditioning, AHU, HVAC,Work Area4 | THR-ACC-WA4 | 11000000 | THR-ACC-AHU-3410 | Unit Cleaning and Inspection as per3A926A163A364A111AC241AC251AC281AC301AC331AC3549AC349AC449AC749AC849AC1149AC1449AC15 for
THR-BLDG | 17 | 6 Months - IMM WA4 AHU unit tasks (as per Activity list) | Air Conditioning, AHU, HVAC,Work Area4 | THR-ACC-WA4 | 14000000 | THR-ACC-AHU-3630 | Unit Cleaning and Inspection as per3A926A163A364A111AC241AC251AC281AC301AC331AC3549AC349AC449AC749AC849AC1149AC1449AC15 for
THR-BLDG | 17 | 6 Months - IMM WA4 AHU unit tasks (as per Activity list) | Air Conditioning, AHU, HVAC,Work Area4 | THR-ACC-WA4 | 12000000 | THR-ACC-AHU-3410 | Unit Cleaning and Inspection as per3A926A163A364A111AC241AC251AC281AC301AC331AC3549AC349AC449AC749AC849AC1149AC1449AC15 for
THR-BLDG | 17 | 6 Months - IMM WA4 AHU unit tasks (as per Activity list) | Air Conditioning, AHU, HVAC,Work Area4 | THR-ACC-WA4 | 15000000 | THR-ACC-AHU-5010 | Unit Cleaning and Inspection as per3A926A163A364A111AC241AC251AC281AC301AC331AC3549AC349AC449AC749AC849AC1149AC1449AC15 for
THR-BLDG | 17 | 6 Months - IMM WA4 AHU unit tasks (as per Activity list) | Air Conditioning, AHU, HVAC,Work Area4 | THR-ACC-WA4 | 13000000 | THR-ACC-AHU-3610 | Unit Cleaning and Inspection as per3A926A163A364A111AC241AC251AC281AC301AC331AC3549AC349AC449AC749AC849AC1149AC1449AC15 for
THR-BLDG | 17 | 6 Months - IMM WA4 AHU unit tasks (as per Activity list) | Air Conditioning, AHU, HVAC,Work Area4 | THR-ACC-WA4 | 16000000 | THR-ACC-AHU-3500 | Unit Cleaning and Inspection as per3A926A163A364A111AC241AC251AC281AC301AC331AC3549AC349AC449AC749AC849AC1149AC1449AC15 for
THR-BLDG | 17 | 6 Months - IMM WA4 AHU unit tasks (as per Activity list) | Air Conditioning, AHU, HVAC,Work Area4 | THR-ACC-WA4 | 20000000 | THR-ACC-AHU-4501 | Unit Cleaning and Inspection as per3A926A163A364A111AC241AC251AC281AC301AC331AC3549AC349AC449AC749AC849AC1149AC1449AC15 for
THR-BLDG | 17 | 6 Months - IMM WA4 AHU unit tasks (as per Activity list) | Air Conditioning, AHU, HVAC,Work Area4 | THR-ACC-WA4 | 17000000 | THR-ACC-AHU-4000 | Unit Cleaning and Inspection as per3A926A163A364A111AC241AC251AC281AC301AC331AC3549AC349AC449AC749AC849AC1149AC1449AC15 for
THR-BLDG | 17 | 6 Months - IMM WA4 AHU unit tasks (as per Activity list) | Air Conditioning, AHU, HVAC,Work Area4 | THR-ACC-WA4 | 18000000 | THR-ACC-AHU-4001 | Unit Cleaning and Inspection as per3A926A163A364A111AC241AC251AC281AC301AC331AC3549AC349AC449AC749AC849AC1149AC1449AC15 for
THR-BLDG | 17 | 6 Months - IMM WA4 AHU unit tasks (as per Activity list) | Air Conditioning, AHU, HVAC,Work Area4 | THR-ACC-WA4 | 19000000 | THR-ACC-AHU-4500 | Unit Cleaning and Inspection as per3A926A163A364A111AC241AC251AC281AC301AC331AC3549AC349AC449AC749AC849AC1149AC1449AC15 for
THR-BLDG | 18 | 6 Months - IMM WA1 Supply and Exhaust fans cleaning and inspections (as per Activity list) | Air Conditioning, AHU, HVAC,Work Area1 | THR-ACC-WA1 | 1000000 | THR-ACC-FN-0012 | Supply and Exhaust Fans Cleaning and Inspection as per49AC249AC349AC449AC1149AC1449AC1550AC2 for
THR-BLDG | 18 | 6 Months - IMM WA1 Supply and Exhaust fans cleaning and inspections (as per Activity list) | Air Conditioning, AHU, HVAC,Work Area1 | THR-ACC-WA1 | 5000000 | THR-ACC-NX-669 | Supply and Exhaust Fans Cleaning and Inspection as per49AC249AC349AC449AC1149AC1449AC1550AC2 for
THR-BLDG | 18 | 6 Months - IMM WA1 Supply and Exhaust fans cleaning and inspections (as per Activity list) | Air Conditioning, AHU, HVAC,Work Area1 | THR-ACC-WA1 | 2000000 | THR-ACC-FN-17 | Supply and Exhaust Fans Cleaning and Inspection as per49AC249AC349AC449AC1149AC1449AC1550AC2 for
THR-BLDG | 18 | 6 Months - IMM WA1 Supply and Exhaust fans cleaning and inspections (as per Activity list) | Air Conditioning, AHU, HVAC,Work Area1 | THR-ACC-WA1 | 6000000 | THR-ACC-NX-692 | Supply and Exhaust Fans Cleaning and Inspection as per49AC249AC349AC449AC1149AC1449AC1550AC2 for
THR-BLDG | 18 | 6 Months - IMM WA1 Supply and Exhaust fans cleaning and inspections (as per Activity list) | Air Conditioning, AHU, HVAC,Work Area1 | THR-ACC-WA1 | 3000000 | THR-ACC-NX-548 | Supply and Exhaust Fans Cleaning and Inspection as per49AC249AC349AC449AC1149AC1449AC1550AC2 for
THR-BLDG | 18 | 6 Months - IMM WA1 Supply and Exhaust fans cleaning and inspections (as per Activity list) | Air Conditioning, AHU, HVAC,Work Area1 | THR-ACC-WA1 | 11000000 | THR-ACC-NX-697 | Supply and Exhaust Fans Cleaning and Inspection as per49AC249AC349AC449AC1149AC1449AC1550AC2 for
THR-BLDG | 18 | 6 Months - IMM WA1 Supply and Exhaust fans cleaning and inspections (as per Activity list) | Air Conditioning, AHU, HVAC,Work Area1 | THR-ACC-WA1 | 4000000 | THR-ACC-NX-667 | Supply and Exhaust Fans Cleaning and Inspection as per49AC249AC349AC449AC1149AC1449AC1550AC2 for
THR-BLDG | 18 | 6 Months - IMM WA1 Supply and Exhaust fans cleaning and inspections (as per Activity list) | Air Conditioning, AHU, HVAC,Work Area1 | THR-ACC-WA1 | 15000000 | THR-ACC-NX-722 | Supply and Exhaust Fans Cleaning and Inspection as per49AC249AC349AC449AC1149AC1449AC1550AC2 for
THR-BLDG | 18 | 6 Months - IMM WA1 Supply and Exhaust fans cleaning and inspections (as per Activity list) | Air Conditioning, AHU, HVAC,Work Area1 | THR-ACC-WA1 | 7000000 | THR-ACC-NX-693 | Supply and Exhaust Fans Cleaning and Inspection as per49AC249AC349AC449AC1149AC1449AC1550AC2 for
THR-BLDG | 18 | 6 Months - IMM WA1 Supply and Exhaust fans cleaning and inspections (as per Activity list) | Air Conditioning, AHU, HVAC,Work Area1 | THR-ACC-WA1 | 18000000 | THR-ACC-NX-727 | Supply and Exhaust Fans Cleaning and Inspection as per49AC249AC349AC449AC1149AC1449AC1550AC2 for
THR-BLDG | 18 | 6 Months - IMM WA1 Supply and Exhaust fans cleaning and inspections (as per Activity list) | Air Conditioning, AHU, HVAC,Work Area1 | THR-ACC-WA1 | 8000000 | THR-ACC-NX-694 | Supply and Exhaust Fans Cleaning and Inspection as per49AC249AC349AC449AC1149AC1449AC1550AC2 for
THR-BLDG | 18 | 6 Months - IMM WA1 Supply and Exhaust fans cleaning and inspections (as per Activity list) | Air Conditioning, AHU, HVAC,Work Area1 | THR-ACC-WA1 | 19000000 | THR-ACC-NX-728 | Supply and Exhaust Fans Cleaning and Inspection as per49AC249AC349AC449AC1149AC1449AC1550AC2 for
THR-BLDG | 18 | 6 Months - IMM WA1 Supply and Exhaust fans cleaning and inspections (as per Activity list) | Air Conditioning, AHU, HVAC,Work Area1 | THR-ACC-WA1 | 9000000 | THR-ACC-NX-695 | Supply and Exhaust Fans Cleaning and Inspection as per49AC249AC349AC449AC1149AC1449AC1550AC2 for
THR-BLDG | 18 | 6 Months - IMM WA1 Supply and Exhaust fans cleaning and inspections (as per Activity list) | Air Conditioning, AHU, HVAC,Work Area1 | THR-ACC-WA1 | 20000000 | THR-ACC-NX-731 | Supply and Exhaust Fans Cleaning and Inspection as per49AC249AC349AC449AC1149AC1449AC1550AC2 for
THR-BLDG | 18 | 6 Months - IMM WA1 Supply and Exhaust fans cleaning and inspections (as per Activity list) | Air Conditioning, AHU, HVAC,Work Area1 | THR-ACC-WA1 | 10000000 | THR-ACC-NX-696 | Supply and Exhaust Fans Cleaning and Inspection as per49AC249AC349AC449AC1149AC1449AC1550AC2 for
THR-BLDG | 18 | 6 Months - IMM WA1 Supply and Exhaust fans cleaning and inspections (as per Activity list) | Air Conditioning, AHU, HVAC,Work Area1 | THR-ACC-WA1 | 21000000 | THR-ACC-NX-731 | Supply and Exhaust Fans Cleaning and Inspection as per49AC249AC349AC449AC1149AC1449AC1550AC2 for
THR-BLDG | 18 | 6 Months - IMM WA1 Supply and Exhaust fans cleaning and inspections (as per Activity list) | Air Conditioning, AHU, HVAC,Work Area1 | THR-ACC-WA1 | 12000000 | THR-ACC-NX-714 | Supply and Exhaust Fans Cleaning and Inspection as per49AC249AC349AC449AC1149AC1449AC1550AC2 for
THR-BLDG | 18 | 6 Months - IMM WA1 Supply and Exhaust fans cleaning and inspections (as per Activity list) | Air Conditioning, AHU, HVAC,Work Area1 | THR-ACC-WA1 | 22000000 | THR-ACC-NX-732 | Supply and Exhaust Fans Cleaning and Inspection as per49AC249AC349AC449AC1149AC1449AC1550AC2 for
THR-BLDG | 18 | 6 Months - IMM WA1 Supply and Exhaust fans cleaning and inspections (as per Activity list) | Air Conditioning, AHU, HVAC,Work Area1 | THR-ACC-WA1 | 13000000 | THR-ACC-NX-720 | Supply and Exhaust Fans Cleaning and Inspection as per49AC249AC349AC449AC1149AC1449AC1550AC2 for
THR-BLDG | 18 | 6 Months - IMM WA1 Supply and Exhaust fans cleaning and inspections (as per Activity list) | Air Conditioning, AHU, HVAC,Work Area1 | THR-ACC-WA1 | 23000000 | THR-ACC-NX-733 | Supply and Exhaust Fans Cleaning and Inspection as per49AC249AC349AC449AC1149AC1449AC1550AC2 for
THR-BLDG | 18 | 6 Months - IMM WA1 Supply and Exhaust fans cleaning and inspections (as per Activity list) | Air Conditioning, AHU, HVAC,Work Area1 | THR-ACC-WA1 | 14000000 | THR-ACC-NX-721 | Supply and Exhaust Fans Cleaning and Inspection as per49AC249AC349AC449AC1149AC1449AC1550AC2 for
THR-BLDG | 18 | 6 Months - IMM WA1 Supply and Exhaust fans cleaning and inspections (as per Activity list) | Air Conditioning, AHU, HVAC,Work Area1 | THR-ACC-WA1 | 25000000 | THR-ACC-NX-787 | Supply and Exhaust Fans Cleaning and Inspection as per49AC249AC349AC449AC1149AC1449AC1550AC2 for
THR-BLDG | 18 | 6 Months - IMM WA1 Supply and Exhaust fans cleaning and inspections (as per Activity list) | Air Conditioning, AHU, HVAC,Work Area1 | THR-ACC-WA1 | 16000000 | THR-ACC-NX-723 | Supply and Exhaust Fans Cleaning and Inspection as per49AC249AC349AC449AC1149AC1449AC1550AC2 for
THR-BLDG | 18 | 6 Months - IMM WA1 Supply and Exhaust fans cleaning and inspections (as per Activity list) | Air Conditioning, AHU, HVAC,Work Area1 | THR-ACC-WA1 | 27000000 | THR-ACC-NX-857 | Supply and Exhaust Fans Cleaning and Inspection as per49AC249AC349AC449AC1149AC1449AC1550AC2 for
THR-BLDG | 18 | 6 Months - IMM WA1 Supply and Exhaust fans cleaning and inspections (as per Activity list) | Air Conditioning, AHU, HVAC,Work Area1 | THR-ACC-WA1 | 17000000 | THR-ACC-NX-726 | Supply and Exhaust Fans Cleaning and Inspection as per49AC249AC349AC449AC1149AC1449AC1550AC2 for
THR-BLDG | 18 | 6 Months - IMM WA1 Supply and Exhaust fans cleaning and inspections (as per Activity list) | Air Conditioning, AHU, HVAC,Work Area1 | THR-ACC-WA1 | 30000000 | THR-ACC-FN-0791 | Supply and Exhaust Fans Cleaning and Inspection as per49AC249AC349AC449AC1149AC1449AC1550AC2 for
THR-BLDG | 18 | 6 Months - IMM WA1 Supply and Exhaust fans cleaning and inspections (as per Activity list) | Air Conditioning, AHU, HVAC,Work Area1 | THR-ACC-WA1 | 24000000 | THR-ACC-NX-737 | Supply and Exhaust Fans Cleaning and Inspection as per49AC249AC349AC449AC1149AC1449AC1550AC2 for
THR-BLDG | 18 | 6 Months - IMM WA1 Supply and Exhaust fans cleaning and inspections (as per Activity list) | Air Conditioning, AHU, HVAC,Work Area1 | THR-ACC-WA1 | 31000000 | THR-DIG-FN-8026 | Supply and Exhaust Fans Cleaning and Inspection as per49AC249AC349AC449AC1149AC1449AC1550AC2 for
THR-BLDG | 18 | 6 Months - IMM WA1 Supply and Exhaust fans cleaning and inspections (as per Activity list) | Air Conditioning, AHU, HVAC,Work Area1 | THR-ACC-WA1 | 26000000 | THR-ACC-NX-789 | Supply and Exhaust Fans Cleaning and Inspection as per49AC249AC349AC449AC1149AC1449AC1550AC2 for
THR-BLDG | 18 | 6 Months - IMM WA1 Supply and Exhaust fans cleaning and inspections (as per Activity list) | Air Conditioning, AHU, HVAC,Work Area1 | THR-ACC-WA1 | 28000000 | THR-DIG-FN-0100A | Supply and Exhaust Fans Cleaning and Inspection as per49AC249AC349AC449AC1149AC1449AC1550AC2 for
THR-BLDG | 18 | 6 Months - IMM WA1 Supply and Exhaust fans cleaning and inspections (as per Activity list) | Air Conditioning, AHU, HVAC,Work Area1 | THR-ACC-WA1 | 29000000 | THR-ACC-FN-0791 | Supply and Exhaust Fans Cleaning and Inspection as per49AC249AC349AC449AC1149AC1449AC1550AC2 for
THR-BLDG | 19 | 6 Months - IMM WA2 Supply and Exhaust fans cleaning and inspections (as per Activity list) | Air Conditioning, AHU, HVAC,Work Area2 | THR-ACC-WA2 | 3000000 | THR-ACC-FN-0008 | Supply and Exhaust fans cleaning and inspections as per 49AC1149AC1249AC15 FOR
THR-BLDG | 19 | 6 Months - IMM WA2 Supply and Exhaust fans cleaning and inspections (as per Activity list) | Air Conditioning, AHU, HVAC,Work Area2 | THR-ACC-WA2 | 1000000 | THR-ACC-FN-0006 | Supply and Exhaust fans cleaning and inspections as per 49AC1149AC1249AC15 FOR
THR-BLDG | 19 | 6 Months - IMM WA2 Supply and Exhaust fans cleaning and inspections (as per Activity list) | Air Conditioning, AHU, HVAC,Work Area2 | THR-ACC-WA2 | 5000000 | THR-ACC-FN-0110 | Supply and Exhaust fans cleaning and inspections as per 49AC1149AC1249AC15 FOR
THR-BLDG | 19 | 6 Months - IMM WA2 Supply and Exhaust fans cleaning and inspections (as per Activity list) | Air Conditioning, AHU, HVAC,Work Area2 | THR-ACC-WA2 | 2000000 | THR-ACC-FN-0007 | Supply and Exhaust fans cleaning and inspections as per 49AC1149AC1249AC15 FOR
THR-BLDG | 19 | 6 Months - IMM WA2 Supply and Exhaust fans cleaning and inspections (as per Activity list) | Air Conditioning, AHU, HVAC,Work Area2 | THR-ACC-WA2 | 6000000 | THR-ACC-FN-0121 | Supply and Exhaust fans cleaning and inspections as per 49AC1149AC1249AC15 FOR
THR-BLDG | 19 | 6 Months - IMM WA2 Supply and Exhaust fans cleaning and inspections (as per Activity list) | Air Conditioning, AHU, HVAC,Work Area2 | THR-ACC-WA2 | 4000000 | THR-ACC-FN-0100A | Supply and Exhaust fans cleaning and inspections as per 49AC1149AC1249AC15 FOR
THR-BLDG | 19 | 6 Months - IMM WA2 Supply and Exhaust fans cleaning and inspections (as per Activity list) | Air Conditioning, AHU, HVAC,Work Area2 | THR-ACC-WA2 | 7000000 | THR-ACC-FN-0131 | Supply and Exhaust fans cleaning and inspections as per 49AC1149AC1249AC15 FOR
THR-BLDG | 19 | 6 Months - IMM WA2 Supply and Exhaust fans cleaning and inspections (as per Activity list) | Air Conditioning, AHU, HVAC,Work Area2 | THR-ACC-WA2 | 9000000 | THR-ACC-FN-0151 | Supply and Exhaust fans cleaning and inspections as per 49AC1149AC1249AC15 FOR
THR-BLDG | 19 | 6 Months - IMM WA2 Supply and Exhaust fans cleaning and inspections (as per Activity list) | Air Conditioning, AHU, HVAC,Work Area2 | THR-ACC-WA2 | 8000000 | THR-ACC-FN-0141 | Supply and Exhaust fans cleaning and inspections as per 49AC1149AC1249AC15 FOR
THR-BLDG | 19 | 6 Months - IMM WA2 Supply and Exhaust fans cleaning and inspections (as per Activity list) | Air Conditioning, AHU, HVAC,Work Area2 | THR-ACC-WA2 | 10000000 | THR-ACC-FN-0160 | Supply and Exhaust fans cleaning and inspections as per 49AC1149AC1249AC15 FOR
THR-BLDG | 19 | 6 Months - IMM WA2 Supply and Exhaust fans cleaning and inspections (as per Activity list) | Air Conditioning, AHU, HVAC,Work Area2 | THR-ACC-WA2 | 16000000 | THR-ACC-FN-0222 | Supply and Exhaust fans cleaning and inspections as per 49AC1149AC1249AC15 FOR
THR-BLDG | 19 | 6 Months - IMM WA2 Supply and Exhaust fans cleaning and inspections (as per Activity list) | Air Conditioning, AHU, HVAC,Work Area2 | THR-ACC-WA2 | 11000000 | THR-ACC-FN-0170 | Supply and Exhaust fans cleaning and inspections as per 49AC1149AC1249AC15 FOR
THR-BLDG | 19 | 6 Months - IMM WA2 Supply and Exhaust fans cleaning and inspections (as per Activity list) | Air Conditioning, AHU, HVAC,Work Area2 | THR-ACC-WA2 | 21000000 | THR-ACC-FN-0250 | Supply and Exhaust fans cleaning and inspections as per 49AC1149AC1249AC15 FOR
THR-BLDG | 19 | 6 Months - IMM WA2 Supply and Exhaust fans cleaning and inspections (as per Activity list) | Air Conditioning, AHU, HVAC,Work Area2 | THR-ACC-WA2 | 12000000 | THR-ACC-FN-0200A | Supply and Exhaust fans cleaning and inspections as per 49AC1149AC1249AC15 FOR
THR-BLDG | 19 | 6 Months - IMM WA2 Supply and Exhaust fans cleaning and inspections (as per Activity list) | Air Conditioning, AHU, HVAC,Work Area2 | THR-ACC-WA2 | 24000000 | THR-ACC-FN-0280 | Supply and Exhaust fans cleaning and inspections as per 49AC1149AC1249AC15 FOR
THR-BLDG | 19 | 6 Months - IMM WA2 Supply and Exhaust fans cleaning and inspections (as per Activity list) | Air Conditioning, AHU, HVAC,Work Area2 | THR-ACC-WA2 | 13000000 | THR-ACC-FN-0202 | Supply and Exhaust fans cleaning and inspections as per 49AC1149AC1249AC15 FOR
THR-BLDG | 19 | 6 Months - IMM WA2 Supply and Exhaust fans cleaning and inspections (as per Activity list) | Air Conditioning, AHU, HVAC,Work Area2 | THR-ACC-WA2 | 26000000 | THR-ACC-FN-0840 | Supply and Exhaust fans cleaning and inspections as per 49AC1149AC1249AC15 FOR
THR-BLDG | 19 | 6 Months - IMM WA2 Supply and Exhaust fans cleaning and inspections (as per Activity list) | Air Conditioning, AHU, HVAC,Work Area2 | THR-ACC-WA2 | 14000000 | THR-ACC-FN-0211 | Supply and Exhaust fans cleaning and inspections as per 49AC1149AC1249AC15 FOR
THR-BLDG | 19 | 6 Months - IMM WA2 Supply and Exhaust fans cleaning and inspections (as per Activity list) | Air Conditioning, AHU, HVAC,Work Area2 | THR-ACC-WA2 | 27000000 | THR-ACC-FN-0841 | Supply and Exhaust fans cleaning and inspections as per 49AC1149AC1249AC15 FOR
THR-BLDG | 19 | 6 Months - IMM WA2 Supply and Exhaust fans cleaning and inspections (as per Activity list) | Air Conditioning, AHU, HVAC,Work Area2 | THR-ACC-WA2 | 15000000 | THR-ACC-FN-0221 | Supply and Exhaust fans cleaning and inspections as per 49AC1149AC1249AC15 FOR
THR-BLDG | 19 | 6 Months - IMM WA2 Supply and Exhaust fans cleaning and inspections (as per Activity list) | Air Conditioning, AHU, HVAC,Work Area2 | THR-ACC-WA2 | 28000000 | THR-ACC-NX-536 | Supply and Exhaust fans cleaning and inspections as per 49AC1149AC1249AC15 FOR
THR-BLDG | 19 | 6 Months - IMM WA2 Supply and Exhaust fans cleaning and inspections (as per Activity list) | Air Conditioning, AHU, HVAC,Work Area2 | THR-ACC-WA2 | 17000000 | THR-ACC-FN-0230 | Supply and Exhaust fans cleaning and inspections as per 49AC1149AC1249AC15 FOR
THR-BLDG | 19 | 6 Months - IMM WA2 Supply and Exhaust fans cleaning and inspections (as per Activity list) | Air Conditioning, AHU, HVAC,Work Area2 | THR-ACC-WA2 | 32000000 | THR-ACC-NX-806 | Supply and Exhaust fans cleaning and inspections as per 49AC1149AC1249AC15 FOR
THR-BLDG | 19 | 6 Months - IMM WA2 Supply and Exhaust fans cleaning and inspections (as per Activity list) | Air Conditioning, AHU, HVAC,Work Area2 | THR-ACC-WA2 | 18000000 | THR-ACC-FN-0232 | Supply and Exhaust fans cleaning and inspections as per 49AC1149AC1249AC15 FOR
THR-BLDG | 19 | 6 Months - IMM WA2 Supply and Exhaust fans cleaning and inspections (as per Activity list) | Air Conditioning, AHU, HVAC,Work Area2 | THR-ACC-WA2 | 33000000 | THR-ACC-NX-860 | Supply and Exhaust fans cleaning and inspections as per 49AC1149AC1249AC15 FOR
THR-BLDG | 19 | 6 Months - IMM WA2 Supply and Exhaust fans cleaning and inspections (as per Activity list) | Air Conditioning, AHU, HVAC,Work Area2 | THR-ACC-WA2 | 19000000 | THR-ACC-FN-0240 | Supply and Exhaust fans cleaning and inspections as per 49AC1149AC1249AC15 FOR
THR-BLDG | 19 | 6 Months - IMM WA2 Supply and Exhaust fans cleaning and inspections (as per Activity list) | Air Conditioning, AHU, HVAC,Work Area2 | THR-ACC-WA2 | 20000000 | THR-ACC-FN-0241 | Supply and Exhaust fans cleaning and inspections as per 49AC1149AC1249AC15 FOR
THR-BLDG | 19 | 6 Months - IMM WA2 Supply and Exhaust fans cleaning and inspections (as per Activity list) | Air Conditioning, AHU, HVAC,Work Area2 | THR-ACC-WA2 | 22000000 | THR-ACC-FN-0260 | Supply and Exhaust fans cleaning and inspections as per 49AC1149AC1249AC15 FOR
THR-BLDG | 19 | 6 Months - IMM WA2 Supply and Exhaust fans cleaning and inspections (as per Activity list) | Air Conditioning, AHU, HVAC,Work Area2 | THR-ACC-WA2 | 23000000 | THR-ACC-FN-0270 | Supply and Exhaust fans cleaning and inspections as per 49AC1149AC1249AC15 FOR
THR-BLDG | 19 | 6 Months - IMM WA2 Supply and Exhaust fans cleaning and inspections (as per Activity list) | Air Conditioning, AHU, HVAC,Work Area2 | THR-ACC-WA2 | 25000000 | THR-ACC-FN-0290 | Supply and Exhaust fans cleaning and inspections as per 49AC1149AC1249AC15 FOR
THR-BLDG | 19 | 6 Months - IMM WA2 Supply and Exhaust fans cleaning and inspections (as per Activity list) | Air Conditioning, AHU, HVAC,Work Area2 | THR-ACC-WA2 | 29000000 | THR-ACC-NX-767 | Supply and Exhaust fans cleaning and inspections as per 49AC1149AC1249AC15 FOR
THR-BLDG | 19 | 6 Months - IMM WA2 Supply and Exhaust fans cleaning and inspections (as per Activity list) | Air Conditioning, AHU, HVAC,Work Area2 | THR-ACC-WA2 | 30000000 | THR-ACC-NX-770 | Supply and Exhaust fans cleaning and inspections as per 49AC1149AC1249AC15 FOR
THR-BLDG | 19 | 6 Months - IMM WA2 Supply and Exhaust fans cleaning and inspections (as per Activity list) | Air Conditioning, AHU, HVAC,Work Area2 | THR-ACC-WA2 | 31000000 | THR-ACC-NX-805 | Supply and Exhaust fans cleaning and inspections as per 49AC1149AC1249AC15 FOR
THR-BLDG | 19 | 6 Months - IMM WA2 Supply and Exhaust fans cleaning and inspections (as per Activity list) | Air Conditioning, AHU, HVAC,Work Area2 | THR-ACC-WA2 | 34000000 | THR-ACC-FN-0410 | Supply and Exhaust fans cleaning and inspections as per 49AC1149AC1249AC15 FOR
THR-BLDG | 19 | 6 Months - IMM WA2 Supply and Exhaust fans cleaning and inspections (as per Activity list) | Air Conditioning, AHU, HVAC,Work Area2 | THR-ACC-WA2 | 35000000 | THR-ACC-FN-0411 | Supply and Exhaust fans cleaning and inspections as per 49AC1149AC1249AC15 FOR
THR-BLDG | 20 | 6 Months - IMM WA3 Supply and Exhaust fans cleaning and inspections (as per Activity list) | Air Conditioning, Boiler, Fans & AHU | THR-ACC-WA3 | 3000000 | THR-ACC-FN-4800 | Supply and Exhaust fans cleaning and inspections as per Procedures for
THR-BLDG | 20 | 6 Months - IMM WA3 Supply and Exhaust fans cleaning and inspections (as per Activity list) | Air Conditioning, Boiler, Fans & AHU | THR-ACC-WA3 | 1000000 | THR-ACC-FN-1 | Supply and Exhaust fans cleaning and inspections as per Procedures for
THR-BLDG | 20 | 6 Months - IMM WA3 Supply and Exhaust fans cleaning and inspections (as per Activity list) | Air Conditioning, Boiler, Fans & AHU | THR-ACC-WA3 | 4000000 | THR-ACC-FN-4801 | Supply and Exhaust fans cleaning and inspections as per Procedures for
THR-BLDG | 20 | 6 Months - IMM WA3 Supply and Exhaust fans cleaning and inspections (as per Activity list) | Air Conditioning, Boiler, Fans & AHU | THR-ACC-WA3 | 2000000 | THR-ACC-FN-2 | Supply and Exhaust fans cleaning and inspections as per Procedures for
THR-BLDG | 20 | 6 Months - IMM WA3 Supply and Exhaust fans cleaning and inspections (as per Activity list) | Air Conditioning, Boiler, Fans & AHU | THR-ACC-WA3 | 5000000 | THR-ACC-FN-0009 | Supply and Exhaust fans cleaning and inspections as per Procedures for
THR-BLDG | 20 | 6 Months - IMM WA3 Supply and Exhaust fans cleaning and inspections (as per Activity list) | Air Conditioning, Boiler, Fans & AHU | THR-ACC-WA3 | 9000000 | THR-ACC-NX-620 | Supply and Exhaust fans cleaning and inspections as per Procedures for
THR-BLDG | 20 | 6 Months - IMM WA3 Supply and Exhaust fans cleaning and inspections (as per Activity list) | Air Conditioning, Boiler, Fans & AHU | THR-ACC-WA3 | 6000000 | THR-ACC-NX-503 | Supply and Exhaust fans cleaning and inspections as per Procedures for
THR-BLDG | 20 | 6 Months - IMM WA3 Supply and Exhaust fans cleaning and inspections (as per Activity list) | Air Conditioning, Boiler, Fans & AHU | THR-ACC-WA3 | 13000000 | THR-ACC-NX-751 | Supply and Exhaust fans cleaning and inspections as per Procedures for
THR-BLDG | 20 | 6 Months - IMM WA3 Supply and Exhaust fans cleaning and inspections (as per Activity list) | Air Conditioning, Boiler, Fans & AHU | THR-ACC-WA3 | 7000000 | THR-ACC-NX-504 | Supply and Exhaust fans cleaning and inspections as per Procedures for
THR-BLDG | 20 | 6 Months - IMM WA3 Supply and Exhaust fans cleaning and inspections (as per Activity list) | Air Conditioning, Boiler, Fans & AHU | THR-ACC-WA3 | 15000000 | THR-ACC-NX-753 | Supply and Exhaust fans cleaning and inspections as per Procedures for
THR-BLDG | 20 | 6 Months - IMM WA3 Supply and Exhaust fans cleaning and inspections (as per Activity list) | Air Conditioning, Boiler, Fans & AHU | THR-ACC-WA3 | 8000000 | THR-ACC-NX-510 | Supply and Exhaust fans cleaning and inspections as per Procedures for
THR-BLDG | 20 | 6 Months - IMM WA3 Supply and Exhaust fans cleaning and inspections (as per Activity list) | Air Conditioning, Boiler, Fans & AHU | THR-ACC-WA3 | 18000000 | THR-ACC-NX-756 | Supply and Exhaust fans cleaning and inspections as per Procedures for
THR-BLDG | 20 | 6 Months - IMM WA3 Supply and Exhaust fans cleaning and inspections (as per Activity list) | Air Conditioning, Boiler, Fans & AHU | THR-ACC-WA3 | 10000000 | THR-ACC-NX-621 | Supply and Exhaust fans cleaning and inspections as per Procedures for
THR-BLDG | 20 | 6 Months - IMM WA3 Supply and Exhaust fans cleaning and inspections (as per Activity list) | Air Conditioning, Boiler, Fans & AHU | THR-ACC-WA3 | 20000000 | THR-ACC-NX-758 | Supply and Exhaust fans cleaning and inspections as per Procedures for
THR-BLDG | 20 | 6 Months - IMM WA3 Supply and Exhaust fans cleaning and inspections (as per Activity list) | Air Conditioning, Boiler, Fans & AHU | THR-ACC-WA3 | 11000000 | THR-ACC-NX-691 | Supply and Exhaust fans cleaning and inspections as per Procedures for
THR-BLDG | 20 | 6 Months - IMM WA3 Supply and Exhaust fans cleaning and inspections (as per Activity list) | Air Conditioning, Boiler, Fans & AHU | THR-ACC-WA3 | 21000000 | THR-ACC-NX-773 | Supply and Exhaust fans cleaning and inspections as per Procedures for
THR-BLDG | 20 | 6 Months - IMM WA3 Supply and Exhaust fans cleaning and inspections (as per Activity list) | Air Conditioning, Boiler, Fans & AHU | THR-ACC-WA3 | 12000000 | THR-ACC-NX-748 | Supply and Exhaust fans cleaning and inspections as per Procedures for
THR-BLDG | 20 | 6 Months - IMM WA3 Supply and Exhaust fans cleaning and inspections (as per Activity list) | Air Conditioning, Boiler, Fans & AHU | THR-ACC-WA3 | 22000000 | THR-ACC-NX-774 | Supply and Exhaust fans cleaning and inspections as per Procedures for
THR-BLDG | 20 | 6 Months - IMM WA3 Supply and Exhaust fans cleaning and inspections (as per Activity list) | Air Conditioning, Boiler, Fans & AHU | THR-ACC-WA3 | 14000000 | THR-ACC-NX-752 | Supply and Exhaust fans cleaning and inspections as per Procedures for
THR-BLDG | 20 | 6 Months - IMM WA3 Supply and Exhaust fans cleaning and inspections (as per Activity list) | Air Conditioning, Boiler, Fans & AHU | THR-ACC-WA3 | 23000000 | THR-ACC-NX-783 | Supply and Exhaust fans cleaning and inspections as per Procedures for
THR-BLDG | 20 | 6 Months - IMM WA3 Supply and Exhaust fans cleaning and inspections (as per Activity list) | Air Conditioning, Boiler, Fans & AHU | THR-ACC-WA3 | 16000000 | THR-ACC-NX-754 | Supply and Exhaust fans cleaning and inspections as per Procedures for
THR-BLDG | 20 | 6 Months - IMM WA3 Supply and Exhaust fans cleaning and inspections (as per Activity list) | Air Conditioning, Boiler, Fans & AHU | THR-ACC-WA3 | 24000000 | THR-ACC-FN-0100 | Supply and Exhaust fans cleaning and inspections as per Procedures for
THR-BLDG | 20 | 6 Months - IMM WA3 Supply and Exhaust fans cleaning and inspections (as per Activity list) | Air Conditioning, Boiler, Fans & AHU | THR-ACC-WA3 | 17000000 | THR-ACC-NX-755 | Supply and Exhaust fans cleaning and inspections as per Procedures for
THR-BLDG | 20 | 6 Months - IMM WA3 Supply and Exhaust fans cleaning and inspections (as per Activity list) | Air Conditioning, Boiler, Fans & AHU | THR-ACC-WA3 | 25000000 | THR-ACC-FN-0200 | Supply and Exhaust fans cleaning and inspections as per Procedures for
THR-BLDG | 20 | 6 Months - IMM WA3 Supply and Exhaust fans cleaning and inspections (as per Activity list) | Air Conditioning, Boiler, Fans & AHU | THR-ACC-WA3 | 19000000 | THR-ACC-NX-757 | Supply and Exhaust fans cleaning and inspections as per Procedures for
THR-BLDG | 20 | 6 Months - IMM WA3 Supply and Exhaust fans cleaning and inspections (as per Activity list) | Air Conditioning, Boiler, Fans & AHU | THR-ACC-WA3 | 32000000 | THR-ACC-FN-3312 | Supply and Exhaust fans cleaning and inspections as per Procedures for
THR-BLDG | 20 | 6 Months - IMM WA3 Supply and Exhaust fans cleaning and inspections (as per Activity list) | Air Conditioning, Boiler, Fans & AHU | THR-ACC-WA3 | 26000000 | THR-ACC-FN-0300 | Supply and Exhaust fans cleaning and inspections as per Procedures for
THR-BLDG | 20 | 6 Months - IMM WA3 Supply and Exhaust fans cleaning and inspections (as per Activity list) | Air Conditioning, Boiler, Fans & AHU | THR-ACC-WA3 | 33000000 | THR-ACC-FN-3313 | Supply and Exhaust fans cleaning and inspections as per Procedures for
THR-BLDG | 20 | 6 Months - IMM WA3 Supply and Exhaust fans cleaning and inspections (as per Activity list) | Air Conditioning, Boiler, Fans & AHU | THR-ACC-WA3 | 27000000 | THR-ACC-FN-0400 | Supply and Exhaust fans cleaning and inspections as per Procedures for
THR-BLDG | 20 | 6 Months - IMM WA3 Supply and Exhaust fans cleaning and inspections (as per Activity list) | Air Conditioning, Boiler, Fans & AHU | THR-ACC-WA3 | 38000000 | THR-ACC-FN-3318 | Supply and Exhaust fans cleaning and inspections as per Procedures for
THR-BLDG | 20 | 6 Months - IMM WA3 Supply and Exhaust fans cleaning and inspections (as per Activity list) | Air Conditioning, Boiler, Fans & AHU | THR-ACC-WA3 | 28000000 | THR-ACC-FN-0500 | Supply and Exhaust fans cleaning and inspections as per Procedures for
THR-BLDG | 20 | 6 Months - IMM WA3 Supply and Exhaust fans cleaning and inspections (as per Activity list) | Air Conditioning, Boiler, Fans & AHU | THR-ACC-WA3 | 39000000 | THR-ACC-FN-3319 | Supply and Exhaust fans cleaning and inspections as per Procedures for
THR-BLDG | 20 | 6 Months - IMM WA3 Supply and Exhaust fans cleaning and inspections (as per Activity list) | Air Conditioning, Boiler, Fans & AHU | THR-ACC-WA3 | 29000000 | THR-ACC-FN-0806 | Supply and Exhaust fans cleaning and inspections as per Procedures for
THR-BLDG | 20 | 6 Months - IMM WA3 Supply and Exhaust fans cleaning and inspections (as per Activity list) | Air Conditioning, Boiler, Fans & AHU | THR-ACC-WA3 | 41000000 | THR-ACC-FN-3321 | Supply and Exhaust fans cleaning and inspections as per Procedures for
THR-BLDG | 20 | 6 Months - IMM WA3 Supply and Exhaust fans cleaning and inspections (as per Activity list) | Air Conditioning, Boiler, Fans & AHU | THR-ACC-WA3 | 30000000 | THR-ACC-FN-0807 | Supply and Exhaust fans cleaning and inspections as per Procedures for
THR-BLDG | 20 | 6 Months - IMM WA3 Supply and Exhaust fans cleaning and inspections (as per Activity list) | Air Conditioning, Boiler, Fans & AHU | THR-ACC-WA3 | 42000000 | THR-ACC-FN-3322 | Supply and Exhaust fans cleaning and inspections as per Procedures for
THR-BLDG | 20 | 6 Months - IMM WA3 Supply and Exhaust fans cleaning and inspections (as per Activity list) | Air Conditioning, Boiler, Fans & AHU | THR-ACC-WA3 | 31000000 | THR-ACC-FN-3310 | Supply and Exhaust fans cleaning and inspections as per Procedures for
THR-BLDG | 20 | 6 Months - IMM WA3 Supply and Exhaust fans cleaning and inspections (as per Activity list) | Air Conditioning, Boiler, Fans & AHU | THR-ACC-WA3 | 44000000 | THR-ACC-FN-4203 | Supply and Exhaust fans cleaning and inspections as per Procedures for
THR-BLDG | 20 | 6 Months - IMM WA3 Supply and Exhaust fans cleaning and inspections (as per Activity list) | Air Conditioning, Boiler, Fans & AHU | THR-ACC-WA3 | 34000000 | THR-ACC-FN-3314 | Supply and Exhaust fans cleaning and inspections as per Procedures for
THR-BLDG | 20 | 6 Months - IMM WA3 Supply and Exhaust fans cleaning and inspections (as per Activity list) | Air Conditioning, Boiler, Fans & AHU | THR-ACC-WA3 | 47000000 | THR-CG-FN-0002 | Supply and Exhaust fans cleaning and inspections as per Procedures for
THR-BLDG | 20 | 6 Months - IMM WA3 Supply and Exhaust fans cleaning and inspections (as per Activity list) | Air Conditioning, Boiler, Fans & AHU | THR-ACC-WA3 | 35000000 | THR-ACC-FN-3315 | Supply and Exhaust fans cleaning and inspections as per Procedures for
THR-BLDG | 20 | 6 Months - IMM WA3 Supply and Exhaust fans cleaning and inspections (as per Activity list) | Air Conditioning, Boiler, Fans & AHU | THR-ACC-WA3 | 49000000 | THR-CG-FN-0004 | Supply and Exhaust fans cleaning and inspections as per Procedures for
THR-BLDG | 20 | 6 Months - IMM WA3 Supply and Exhaust fans cleaning and inspections (as per Activity list) | Air Conditioning, Boiler, Fans & AHU | THR-ACC-WA3 | 36000000 | THR-ACC-FN-3316 | Supply and Exhaust fans cleaning and inspections as per Procedures for
THR-BLDG | 20 | 6 Months - IMM WA3 Supply and Exhaust fans cleaning and inspections (as per Activity list) | Air Conditioning, Boiler, Fans & AHU | THR-ACC-WA3 | 55000000 | THR-ACC-EF-4 | Supply and Exhaust fans cleaning and inspections as per Procedures for
THR-BLDG | 20 | 6 Months - IMM WA3 Supply and Exhaust fans cleaning and inspections (as per Activity list) | Air Conditioning, Boiler, Fans & AHU | THR-ACC-WA3 | 37000000 | THR-ACC-FN-3317 | Supply and Exhaust fans cleaning and inspections as per Procedures for
THR-BLDG | 20 | 6 Months - IMM WA3 Supply and Exhaust fans cleaning and inspections (as per Activity list) | Air Conditioning, Boiler, Fans & AHU | THR-ACC-WA3 | 56000000 | THR-ACC-EF-5 | Supply and Exhaust fans cleaning and inspections as per Procedures for
THR-BLDG | 20 | 6 Months - IMM WA3 Supply and Exhaust fans cleaning and inspections (as per Activity list) | Air Conditioning, Boiler, Fans & AHU | THR-ACC-WA3 | 40000000 | THR-ACC-FN-3320 | Supply and Exhaust fans cleaning and inspections as per Procedures for
THR-BLDG | 20 | 6 Months - IMM WA3 Supply and Exhaust fans cleaning and inspections (as per Activity list) | Air Conditioning, Boiler, Fans & AHU | THR-ACC-WA3 | 57000000 | THR-ACC-EF-6 | Supply and Exhaust fans cleaning and inspections as per Procedures for
THR-BLDG | 20 | 6 Months - IMM WA3 Supply and Exhaust fans cleaning and inspections (as per Activity list) | Air Conditioning, Boiler, Fans & AHU | THR-ACC-WA3 | 43000000 | THR-ACC-FN-4202 | Supply and Exhaust fans cleaning and inspections as per Procedures for
THR-BLDG | 20 | 6 Months - IMM WA3 Supply and Exhaust fans cleaning and inspections (as per Activity list) | Air Conditioning, Boiler, Fans & AHU | THR-ACC-WA3 | 59000000 | THR-ACC-EF-8 | Supply and Exhaust fans cleaning and inspections as per Procedures for
THR-BLDG | 20 | 6 Months - IMM WA3 Supply and Exhaust fans cleaning and inspections (as per Activity list) | Air Conditioning, Boiler, Fans & AHU | THR-ACC-WA3 | 45000000 | THR-ACC-FN-4204 | Supply and Exhaust fans cleaning and inspections as per Procedures for
THR-BLDG | 20 | 6 Months - IMM WA3 Supply and Exhaust fans cleaning and inspections (as per Activity list) | Air Conditioning, Boiler, Fans & AHU | THR-ACC-WA3 | 46000000 | THR-CG-FN-0001 | Supply and Exhaust fans cleaning and inspections as per Procedures for
THR-BLDG | 20 | 6 Months - IMM WA3 Supply and Exhaust fans cleaning and inspections (as per Activity list) | Air Conditioning, Boiler, Fans & AHU | THR-ACC-WA3 | 48000000 | THR-CG-FN-0003 | Supply and Exhaust fans cleaning and inspections as per Procedures for
THR-BLDG | 20 | 6 Months - IMM WA3 Supply and Exhaust fans cleaning and inspections (as per Activity list) | Air Conditioning, Boiler, Fans & AHU | THR-ACC-WA3 | 50000000 | THR-CG-FN-0005 | Supply and Exhaust fans cleaning and inspections as per Procedures for
THR-BLDG | 20 | 6 Months - IMM WA3 Supply and Exhaust fans cleaning and inspections (as per Activity list) | Air Conditioning, Boiler, Fans & AHU | THR-ACC-WA3 | 51000000 | THR-CG-FN-0006 | Supply and Exhaust fans cleaning and inspections as per Procedures for
THR-BLDG | 20 | 6 Months - IMM WA3 Supply and Exhaust fans cleaning and inspections (as per Activity list) | Air Conditioning, Boiler, Fans & AHU | THR-ACC-WA3 | 52000000 | THR-ACC-EF-1 | Supply and Exhaust fans cleaning and inspections as per Procedures for
THR-BLDG | 20 | 6 Months - IMM WA3 Supply and Exhaust fans cleaning and inspections (as per Activity list) | Air Conditioning, Boiler, Fans & AHU | THR-ACC-WA3 | 53000000 | THR-ACC-EF-2 | Supply and Exhaust fans cleaning and inspections as per Procedures for
THR-BLDG | 20 | 6 Months - IMM WA3 Supply and Exhaust fans cleaning and inspections (as per Activity list) | Air Conditioning, Boiler, Fans & AHU | THR-ACC-WA3 | 54000000 | THR-ACC-EF-3 | Supply and Exhaust fans cleaning and inspections as per Procedures for
THR-BLDG | 20 | 6 Months - IMM WA3 Supply and Exhaust fans cleaning and inspections (as per Activity list) | Air Conditioning, Boiler, Fans & AHU | THR-ACC-WA3 | 58000000 | THR-ACC-EF-7 | Supply and Exhaust fans cleaning and inspections as per Procedures for
THR-BLDG | 24 | Yearly :WTW Fixed Ladder Inspection tasks | Building & Grounds Equipment, Work Area 1 | THR-GRK-GQ-WA1 | 3000000 | THR-GRK-GQ-0003 | Check the condition of building access ladder rungsrails and Fasteners as per 27A327A4 for
THR-BLDG | 24 | Yearly :WTW Fixed Ladder Inspection tasks | Building & Grounds Equipment, Work Area 1 | THR-GRK-GQ-WA1 | 1000000 | THR-GRK-GQ-0001 | Check the condition of building access ladder rungsrails and Fasteners as per 27A327A4 for
THR-BLDG | 24 | Yearly :WTW Fixed Ladder Inspection tasks | Building & Grounds Equipment, Work Area 1 | THR-GRK-GQ-WA1 | 4000000 | THR-GRK-GQ-0004 | Check the condition of building access ladder rungsrails and Fasteners as per 27A327A4 for
THR-BLDG | 24 | Yearly :WTW Fixed Ladder Inspection tasks | Building & Grounds Equipment, Work Area 1 | THR-GRK-GQ-WA1 | 2000000 | THR-GRK-GQ-0002 | Check the condition of building access ladder rungsrails and Fasteners as per 27A327A4 for
THR-BLDG | 24 | Yearly :WTW Fixed Ladder Inspection tasks | Building & Grounds Equipment, Work Area 1 | THR-GRK-GQ-WA1 | 5000000 | THR-GRK-GQ-0005 | Check the condition of building access ladder rungsrails and Fasteners as per 27A327A4 for
THR-BLDG | 24 | Yearly :WTW Fixed Ladder Inspection tasks | Building & Grounds Equipment, Work Area 1 | THR-GRK-GQ-WA1 | 7000000 | THR-GRK-GQ-0007 | Check the condition of building access ladder rungsrails and Fasteners as per 27A327A4 for
THR-BLDG | 24 | Yearly :WTW Fixed Ladder Inspection tasks | Building & Grounds Equipment, Work Area 1 | THR-GRK-GQ-WA1 | 6000000 | THR-GRK-GQ-0006 | Check the condition of building access ladder rungsrails and Fasteners as per 27A327A4 for
THR-BLDG | 24 | Yearly :WTW Fixed Ladder Inspection tasks | Building & Grounds Equipment, Work Area 1 | THR-GRK-GQ-WA1 | 8000000 | THR-GRK-GQ-0008 | Check the condition of building access ladder rungsrails and Fasteners as per 27A327A4 for
THR-BLDG | 24 | Yearly :WTW Fixed Ladder Inspection tasks | Building & Grounds Equipment, Work Area 1 | THR-GRK-GQ-WA1 | 10000000 | THR-GRK-GQ-0010 | Check the condition of building access ladder rungsrails and Fasteners as per 27A327A4 for
THR-BLDG | 24 | Yearly :WTW Fixed Ladder Inspection tasks | Building & Grounds Equipment, Work Area 1 | THR-GRK-GQ-WA1 | 9000000 | THR-GRK-GQ-0009 | Check the condition of building access ladder rungsrails and Fasteners as per 27A327A4 for
THR-BLDG | 24 | Yearly :WTW Fixed Ladder Inspection tasks | Building & Grounds Equipment, Work Area 1 | THR-GRK-GQ-WA1 | 13000000 | THR-GRK-GQ-0027 | Check the condition of building access ladder rungsrails and Fasteners as per 27A327A4 for
THR-BLDG | 24 | Yearly :WTW Fixed Ladder Inspection tasks | Building & Grounds Equipment, Work Area 1 | THR-GRK-GQ-WA1 | 11000000 | THR-GRK-GQ-0011 | Check the condition of building access ladder rungsrails and Fasteners as per 27A327A4 for
THR-BLDG | 24 | Yearly :WTW Fixed Ladder Inspection tasks | Building & Grounds Equipment, Work Area 1 | THR-GRK-GQ-WA1 | 15000000 | THR-GRK-GQ-0029 | Check the condition of building access ladder rungsrails and Fasteners as per 27A327A4 for
THR-BLDG | 24 | Yearly :WTW Fixed Ladder Inspection tasks | Building & Grounds Equipment, Work Area 1 | THR-GRK-GQ-WA1 | 12000000 | THR-GRK-GQ-0026 | Check the condition of building access ladder rungsrails and Fasteners as per 27A327A4 for
THR-BLDG | 24 | Yearly :WTW Fixed Ladder Inspection tasks | Building & Grounds Equipment, Work Area 1 | THR-GRK-GQ-WA1 | 14000000 | THR-GRK-GQ-0028 | Check the condition of building access ladder rungsrails and Fasteners as per 27A327A4 for
THR-BLDG | 24 | Yearly :WTW Fixed Ladder Inspection tasks | Building & Grounds Equipment, Work Area 1 | THR-GRK-GQ-WA1 | 16000000 | THR-GRK-GQ-0030 | Check the condition of building access ladder rungsrails and Fasteners as per 27A327A4 for
THR-BLDG | 24 | Yearly :WTW Fixed Ladder Inspection tasks | Building & Grounds Equipment, Work Area 1 | THR-GRK-GQ-WA1 | 17000000 | THR-GRK-GQ-0032 | Check the condition of building access ladder rungsrails and Fasteners as per 27A327A4 for
THR-BLDG | 24 | Yearly :WTW Fixed Ladder Inspection tasks | Building & Grounds Equipment, Work Area 1 | THR-GRK-GQ-WA1 | 18000000 | THR-GRK-GQ-0012 | Check the condition of building access ladder rungsrails and Fasteners as per 27A327A4 for
THR-BLDG | 24 | Yearly :WTW Fixed Ladder Inspection tasks | Building & Grounds Equipment, Work Area 2 | THR-GRK-GQ-WA2 | 6000000 | THR-GRK-GQ-0035 | Check the condition of building access ladder rungsrails and Fasteners as per 27A327A4 for
THR-BLDG | 24 | Yearly :WTW Fixed Ladder Inspection tasks | Building & Grounds Equipment, Work Area 2 | THR-GRK-GQ-WA2 | 7000000 | THR-GRK-GQ-0036 | Check the condition of building access ladder rungsrails and Fasteners as per 27A327A4 for
THR-BLDG | 24 | Yearly :WTW Fixed Ladder Inspection tasks | Building & Grounds Equipment, Work Area 2 | THR-GRK-GQ-WA2 | 1000000 | THR-GRK-GQ-0013 | Check the condition of building access ladder rungsrails and Fasteners as per 27A327A4 for
THR-BLDG | 24 | Yearly :WTW Fixed Ladder Inspection tasks | Building & Grounds Equipment, Work Area 2 | THR-GRK-GQ-WA2 | 2000000 | THR-GRK-GQ-0014 | Check the condition of building access ladder rungsrails and Fasteners as per 27A327A4 for
THR-BLDG | 24 | Yearly :WTW Fixed Ladder Inspection tasks | Building & Grounds Equipment, Work Area 2 | THR-GRK-GQ-WA2 | 3000000 | THR-GRK-GQ-0015 | Check the condition of building access ladder rungsrails and Fasteners as per 27A327A4 for
THR-BLDG | 24 | Yearly :WTW Fixed Ladder Inspection tasks | Building & Grounds Equipment, Work Area 2 | THR-GRK-GQ-WA2 | 4000000 | THR-GRK-GQ-0020 | Check the condition of building access ladder rungsrails and Fasteners as per 27A327A4 for
THR-BLDG | 24 | Yearly :WTW Fixed Ladder Inspection tasks | Building & Grounds Equipment, Work Area 2 | THR-GRK-GQ-WA2 | 5000000 | THR-GRK-GQ-0034 | Check the condition of building access ladder rungsrails and Fasteners as per 27A327A4 for
THR-BLDG | 24 | Yearly :WTW Fixed Ladder Inspection tasks | Building & Grounds Equipment, Work Area 2 | THR-GRK-GQ-WA2 | 8000000 | THR-GRK-GQ-0037 | Check the condition of building access ladder rungsrails and Fasteners as per 27A327A4 for
THR-BLDG | 24 | Yearly :WTW Fixed Ladder Inspection tasks | Building & Grounds Equipment, Work Area 3 | THR-GRK-GQ-WA3 | 2000000 | THR-GRK-GQ-0017 | Check the condition of building access ladder rungsrails and Fasteners as per 27A327A4 for
THR-BLDG | 24 | Yearly :WTW Fixed Ladder Inspection tasks | Building & Grounds Equipment, Work Area 3 | THR-GRK-GQ-WA3 | 3000000 | THR-GRK-GQ-0018 | Check the condition of building access ladder rungsrails and Fasteners as per 27A327A4 for
THR-BLDG | 24 | Yearly :WTW Fixed Ladder Inspection tasks | Building & Grounds Equipment, Work Area 3 | THR-GRK-GQ-WA3 | 1000000 | THR-GRK-GQ-0016 | Check the condition of building access ladder rungsrails and Fasteners as per 27A327A4 for
THR-BLDG | 24 | Yearly :WTW Fixed Ladder Inspection tasks | Building & Grounds Equipment, Work Area 3 | THR-GRK-GQ-WA3 | 4000000 | THR-GRK-GQ-0038 | Check the condition of building access ladder rungsrails and Fasteners as per 27A327A4 for
THR-BLDG | 24 | Yearly :WTW Fixed Ladder Inspection tasks | Building & Grounds Equipment, Work Area 4 | THR-GRK-GQ-WA4 | 2000000 | THR-GRK-GQ-0024 | Check the condition of building access ladder rungsrails and Fasteners as per 27A327A4 for
THR-BLDG | 24 | Yearly :WTW Fixed Ladder Inspection tasks | Building & Grounds Equipment, Work Area 4 | THR-GRK-GQ-WA4 | 4000000 | THR-GRK-GQ-0031 | Check the condition of building access ladder rungsrails and Fasteners as per 27A327A4 for
THR-BLDG | 24 | Yearly :WTW Fixed Ladder Inspection tasks | Building & Grounds Equipment, Work Area 4 | THR-GRK-GQ-WA4 | 1000000 | THR-GRK-GQ-0023 | Check the condition of building access ladder rungsrails and Fasteners as per 27A327A4 for
THR-BLDG | 24 | Yearly :WTW Fixed Ladder Inspection tasks | Building & Grounds Equipment, Work Area 4 | THR-GRK-GQ-WA4 | 3000000 | THR-GRK-GQ-0025 | Check the condition of building access ladder rungsrails and Fasteners as per 27A327A4 for
THR-BLDG | 24 | Yearly :WTW Fixed Ladder Inspection tasks | Building & Grounds Equipment, Work Area 4 | THR-GRK-GQ-WA4 | 5000000 | THR-GRK-GQ-0033 | Check the condition of building access ladder rungsrails and Fasteners as per 27A327A4 for
THR-BLDG | 28 | Yearly - CONTRACTOR WA1 Overhead door checks (AS PER LIST OF ACTIVITIES) | Overhead Doors, Work Area1 | THR-DR-WA1 | 3000000 | THR-DR-DH-0512 | Contractor Overhead door checks as per C10C11C12C13C14C15C2C5C6C7C8C9 for
THR-BLDG | 28 | Yearly - CONTRACTOR WA1 Overhead door checks (AS PER LIST OF ACTIVITIES) | Overhead Doors, Work Area1 | THR-DR-WA1 | 1000000 | THR-DR-DH-0508 | Contractor Overhead door checks as per C10C11C12C13C14C15C2C5C6C7C8C9 for
THR-BLDG | 28 | Yearly - CONTRACTOR WA1 Overhead door checks (AS PER LIST OF ACTIVITIES) | Overhead Doors, Work Area1 | THR-DR-WA1 | 5000000 | THR-DR-SH-0501 | Contractor Overhead door checks as per C10C11C12C13C14C15C2C5C6C7C8C9 for
THR-BLDG | 28 | Yearly - CONTRACTOR WA1 Overhead door checks (AS PER LIST OF ACTIVITIES) | Overhead Doors, Work Area1 | THR-DR-WA1 | 2000000 | THR-DR-DH-0511 | Contractor Overhead door checks as per C10C11C12C13C14C15C2C5C6C7C8C9 for
THR-BLDG | 28 | Yearly - CONTRACTOR WA1 Overhead door checks (AS PER LIST OF ACTIVITIES) | Overhead Doors, Work Area1 | THR-DR-WA1 | 6000000 | THR-DR-SH-0502 | Contractor Overhead door checks as per C10C11C12C13C14C15C2C5C6C7C8C9 for
THR-BLDG | 28 | Yearly - CONTRACTOR WA1 Overhead door checks (AS PER LIST OF ACTIVITIES) | Overhead Doors, Work Area1 | THR-DR-WA1 | 4000000 | THR-DR-SH-0500 | Contractor Overhead door checks as per C10C11C12C13C14C15C2C5C6C7C8C9 for
THR-BLDG | 28 | Yearly - CONTRACTOR WA1 Overhead door checks (AS PER LIST OF ACTIVITIES) | Overhead Doors, Work Area1 | THR-DR-WA1 | 7000000 | THR-DR-SH-0503 | Contractor Overhead door checks as per C10C11C12C13C14C15C2C5C6C7C8C9 for
THR-BLDG | 29 | Yearly - CONTRACTOR WA2 Overhead door checks (AS PER LIST OF ACTIVITIES) | Overhead Doors, Work Area2 | THR-DR-WA2 | 5000000 | THR-DR-HH-0535 | Contractor Overhead door checks as per C10C11C12C13C14C15C2C5C6C7C8C9 for
THR-BLDG | 29 | Yearly - CONTRACTOR WA2 Overhead door checks (AS PER LIST OF ACTIVITIES) | Overhead Doors, Work Area2 | THR-DR-WA2 | 1000000 | THR-DR-HH-0513 | Contractor Overhead door checks as per C10C11C12C13C14C15C2C5C6C7C8C9 for
THR-BLDG | 29 | Yearly - CONTRACTOR WA2 Overhead door checks (AS PER LIST OF ACTIVITIES) | Overhead Doors, Work Area2 | THR-DR-WA2 | 6000000 | THR-DR-PH-0512 | Contractor Overhead door checks as per C10C11C12C13C14C15C2C5C6C7C8C9 for
THR-BLDG | 29 | Yearly - CONTRACTOR WA2 Overhead door checks (AS PER LIST OF ACTIVITIES) | Overhead Doors, Work Area2 | THR-DR-WA2 | 2000000 | THR-DR-HH-0514 | Contractor Overhead door checks as per C10C11C12C13C14C15C2C5C6C7C8C9 for
THR-BLDG | 29 | Yearly - CONTRACTOR WA2 Overhead door checks (AS PER LIST OF ACTIVITIES) | Overhead Doors, Work Area2 | THR-DR-WA2 | 7000000 | THR-DR-PH-0513 | Contractor Overhead door checks as per C10C11C12C13C14C15C2C5C6C7C8C9 for
THR-BLDG | 29 | Yearly - CONTRACTOR WA2 Overhead door checks (AS PER LIST OF ACTIVITIES) | Overhead Doors, Work Area2 | THR-DR-WA2 | 3000000 | THR-DR-HH-0533 | Contractor Overhead door checks as per C10C11C12C13C14C15C2C5C6C7C8C9 for
THR-BLDG | 29 | Yearly - CONTRACTOR WA2 Overhead door checks (AS PER LIST OF ACTIVITIES) | Overhead Doors, Work Area2 | THR-DR-WA2 | 4000000 | THR-DR-HH-0534 | Contractor Overhead door checks as per C10C11C12C13C14C15C2C5C6C7C8C9 for
THR-BLDG | 30 | Yearly - CONTRACTOR WA3 Overhead door checks (AS PER LIST OF ACTIVITIES) | Overhead Doors, Work Area3 | THR-DR-WA3 | 1000000 | THR-DR-BH-0514 | Contractor Overhead door checks as per C10C11C12C13C14C15C2C5C6C7C8C9 for
THR-BLDG | 30 | Yearly - CONTRACTOR WA3 Overhead door checks (AS PER LIST OF ACTIVITIES) | Overhead Doors, Work Area3 | THR-DR-WA3 | 2000000 | THR-DR-BH-0515 | Contractor Overhead door checks as per C10C11C12C13C14C15C2C5C6C7C8C9 for
THR-BLDG | 30 | Yearly - CONTRACTOR WA3 Overhead door checks (AS PER LIST OF ACTIVITIES) | Overhead Doors, Work Area3 | THR-DR-WA3 | 3000000 | THR-DR-QH-0519 | Contractor Overhead door checks as per C10C11C12C13C14C15C2C5C6C7C8C9 for
THR-BLDG | 31 | Yearly - CONTRACTOR WA4 Overhead door checks (AS PER LIST OF ACTIVITIES) | Overhead Doors, Work Area4 | THR-DR-WA4 | 2000000 | THR-DR-DIS-0002 | Contractor Overhead door checks as per C10C11C12C13C14C15C2C5C6C7C8C9 for
THR-BLDG | 31 | Yearly - CONTRACTOR WA4 Overhead door checks (AS PER LIST OF ACTIVITIES) | Overhead Doors, Work Area4 | THR-DR-WA4 | 1000000 | THR-DR-BH-0501 | Contractor Overhead door checks as per C10C11C12C13C14C15C2C5C6C7C8C9 for
THR-BLDG | 31 | Yearly - CONTRACTOR WA4 Overhead door checks (AS PER LIST OF ACTIVITIES) | Overhead Doors, Work Area4 | THR-DR-WA4 | 3000000 | THR-DR-DIS-0516 | Contractor Overhead door checks as per C10C11C12C13C14C15C2C5C6C7C8C9 for
THR-BLDG | 31 | Yearly - CONTRACTOR WA4 Overhead door checks (AS PER LIST OF ACTIVITIES) | Overhead Doors, Work Area4 | THR-DR-WA4 | 4000000 | THR-DR-DIS-0517 | Contractor Overhead door checks as per C10C11C12C13C14C15C2C5C6C7C8C9 for
THR-BLDG | 31 | Yearly - CONTRACTOR WA4 Overhead door checks (AS PER LIST OF ACTIVITIES) | Overhead Doors, Work Area4 | THR-DR-WA4 | 5000000 | THR-DR-DIS-0518 | Contractor Overhead door checks as per C10C11C12C13C14C15C2C5C6C7C8C9 for
THR-BLDG | 31 | Yearly - CONTRACTOR WA4 Overhead door checks (AS PER LIST OF ACTIVITIES) | Overhead Doors, Work Area4 | THR-DR-WA4 | 6000000 | THR-DR-FH-0500 | Contractor Overhead door checks as per C10C11C12C13C14C15C2C5C6C7C8C9 for
THR-BLDG | 31 | Yearly - CONTRACTOR WA4 Overhead door checks (AS PER LIST OF ACTIVITIES) | Overhead Doors, Work Area4 | THR-DR-WA4 | 9000000 | THR-DR-QH-0505 | Contractor Overhead door checks as per C10C11C12C13C14C15C2C5C6C7C8C9 for
THR-BLDG | 31 | Yearly - CONTRACTOR WA4 Overhead door checks (AS PER LIST OF ACTIVITIES) | Overhead Doors, Work Area4 | THR-DR-WA4 | 7000000 | THR-DR-MH-0500 | Contractor Overhead door checks as per C10C11C12C13C14C15C2C5C6C7C8C9 for
THR-BLDG | 31 | Yearly - CONTRACTOR WA4 Overhead door checks (AS PER LIST OF ACTIVITIES) | Overhead Doors, Work Area4 | THR-DR-WA4 | 10000000 | THR-DR-WH-0508 | Contractor Overhead door checks as per C10C11C12C13C14C15C2C5C6C7C8C9 for
THR-BLDG | 31 | Yearly - CONTRACTOR WA4 Overhead door checks (AS PER LIST OF ACTIVITIES) | Overhead Doors, Work Area4 | THR-DR-WA4 | 8000000 | THR-DR-MH-0501 | Contractor Overhead door checks as per C10C11C12C13C14C15C2C5C6C7C8C9 for
THR-BLDG | 31 | Yearly - CONTRACTOR WA4 Overhead door checks (AS PER LIST OF ACTIVITIES) | Overhead Doors, Work Area4 | THR-DR-WA4 | 12000000 | THR-MCS-DR-0101 | Contractor Overhead door checks as per C10C11C12C13C14C15C2C5C6C7C8C9 for
THR-BLDG | 31 | Yearly - CONTRACTOR WA4 Overhead door checks (AS PER LIST OF ACTIVITIES) | Overhead Doors, Work Area4 | THR-DR-WA4 | 11000000 | THR-DR-RH-0513 | Contractor Overhead door checks as per C10C11C12C13C14C15C2C5C6C7C8C9 for
THR-BLDG | 31 | Yearly - CONTRACTOR WA4 Overhead door checks (AS PER LIST OF ACTIVITIES) | Overhead Doors, Work Area4 | THR-DR-WA4 | 13000000 | THR-MCS-DR-0102 | Contractor Overhead door checks as per C10C11C12C13C14C15C2C5C6C7C8C9 for
THR-BLDG | 32 | Yearly - CONTRACTOR WA1 Electrical and mechanical service of overhead cranes (AS PER LIST OF ACTIVITIES) | Cranes, Overhead Lifting Devices,WA1 | THR-CRN-WA1 | 1000000 | THR-DIG-CRN-0001 | Inspection Maintenance and Testing as per for
THR-BLDG | 32 | Yearly - CONTRACTOR WA1 Electrical and mechanical service of overhead cranes (AS PER LIST OF ACTIVITIES) | Cranes, Overhead Lifting Devices,WA1 | THR-CRN-WA1 | 5000000 | THR-THK-CRN-0501 | Inspection Maintenance and Testing as per for
THR-BLDG | 32 | Yearly - CONTRACTOR WA1 Electrical and mechanical service of overhead cranes (AS PER LIST OF ACTIVITIES) | Cranes, Overhead Lifting Devices,WA1 | THR-CRN-WA1 | 2000000 | THR-DIG-CRN-0509 | Inspection Maintenance and Testing as per for
THR-BLDG | 32 | Yearly - CONTRACTOR WA1 Electrical and mechanical service of overhead cranes (AS PER LIST OF ACTIVITIES) | Cranes, Overhead Lifting Devices,WA1 | THR-CRN-WA1 | 6000000 | THR-THK-CRN-0502 | Inspection Maintenance and Testing as per for
THR-BLDG | 32 | Yearly - CONTRACTOR WA1 Electrical and mechanical service of overhead cranes (AS PER LIST OF ACTIVITIES) | Cranes, Overhead Lifting Devices,WA1 | THR-CRN-WA1 | 3000000 | THR-DIG-CRN-0510 | Inspection Maintenance and Testing as per for
THR-BLDG | 32 | Yearly - CONTRACTOR WA1 Electrical and mechanical service of overhead cranes (AS PER LIST OF ACTIVITIES) | Cranes, Overhead Lifting Devices,WA1 | THR-CRN-WA1 | 7000000 | THR-THK-CRN-0503 | Inspection Maintenance and Testing as per for
THR-BLDG | 32 | Yearly - CONTRACTOR WA1 Electrical and mechanical service of overhead cranes (AS PER LIST OF ACTIVITIES) | Cranes, Overhead Lifting Devices,WA1 | THR-CRN-WA1 | 4000000 | THR-DIG-CRN-0511 | Inspection Maintenance and Testing as per for
THR-BLDG | 32 | Yearly - CONTRACTOR WA1 Electrical and mechanical service of overhead cranes (AS PER LIST OF ACTIVITIES) | Cranes, Overhead Lifting Devices,WA1 | THR-CRN-WA1 | 12000000 | THR-THK-CRN-8002 | Inspection Maintenance and Testing as per for
THR-BLDG | 32 | Yearly - CONTRACTOR WA1 Electrical and mechanical service of overhead cranes (AS PER LIST OF ACTIVITIES) | Cranes, Overhead Lifting Devices,WA1 | THR-CRN-WA1 | 8000000 | THR-THK-CRN-0515 | Inspection Maintenance and Testing as per for
THR-BLDG | 32 | Yearly - CONTRACTOR WA1 Electrical and mechanical service of overhead cranes (AS PER LIST OF ACTIVITIES) | Cranes, Overhead Lifting Devices,WA1 | THR-CRN-WA1 | 9000000 | THR-THK-CRN-0516 | Inspection Maintenance and Testing as per for
THR-BLDG | 32 | Yearly - CONTRACTOR WA1 Electrical and mechanical service of overhead cranes (AS PER LIST OF ACTIVITIES) | Cranes, Overhead Lifting Devices,WA1 | THR-CRN-WA1 | 10000000 | THR-THK-CRN-0517 | Inspection Maintenance and Testing as per for
THR-BLDG | 32 | Yearly - CONTRACTOR WA1 Electrical and mechanical service of overhead cranes (AS PER LIST OF ACTIVITIES) | Cranes, Overhead Lifting Devices,WA1 | THR-CRN-WA1 | 11000000 | THR-THK-CRN-8001 | Inspection Maintenance and Testing as per for
THR-BLDG | 33 | Yearly - CONTRACTOR WA2 Electrical and mechanical service of overhead cranes (AS PER LIST OF ACTIVITIES) | Cranes, Overhead Lifting Devices,WA2 | THR-CRN-WA2 | 5000000 | THR-PLT-CRN-0512 | Inspection Maintenance and Testing as per for
THR-BLDG | 33 | Yearly - CONTRACTOR WA2 Electrical and mechanical service of overhead cranes (AS PER LIST OF ACTIVITIES) | Cranes, Overhead Lifting Devices,WA2 | THR-CRN-WA2 | 1000000 | THR-PLT-CRN-0001 | Inspection Maintenance and Testing as per for
THR-BLDG | 33 | Yearly - CONTRACTOR WA2 Electrical and mechanical service of overhead cranes (AS PER LIST OF ACTIVITIES) | Cranes, Overhead Lifting Devices,WA2 | THR-CRN-WA2 | 10000000 | THR-PLT-CRN-0518 | Inspection Maintenance and Testing as per for
THR-BLDG | 33 | Yearly - CONTRACTOR WA2 Electrical and mechanical service of overhead cranes (AS PER LIST OF ACTIVITIES) | Cranes, Overhead Lifting Devices,WA2 | THR-CRN-WA2 | 2000000 | THR-PLT-CRN-0002 | Inspection Maintenance and Testing as per for
THR-BLDG | 33 | Yearly - CONTRACTOR WA2 Electrical and mechanical service of overhead cranes (AS PER LIST OF ACTIVITIES) | Cranes, Overhead Lifting Devices,WA2 | THR-CRN-WA2 | 11000000 | THR-PLT-CRN-0550 | Inspection Maintenance and Testing as per for
THR-BLDG | 33 | Yearly - CONTRACTOR WA2 Electrical and mechanical service of overhead cranes (AS PER LIST OF ACTIVITIES) | Cranes, Overhead Lifting Devices,WA2 | THR-CRN-WA2 | 3000000 | THR-PLT-CRN-0510 | Inspection Maintenance and Testing as per for
THR-BLDG | 33 | Yearly - CONTRACTOR WA2 Electrical and mechanical service of overhead cranes (AS PER LIST OF ACTIVITIES) | Cranes, Overhead Lifting Devices,WA2 | THR-CRN-WA2 | 16000000 | THR-PLT-CRN-0563 | Inspection Maintenance and Testing as per for
THR-BLDG | 33 | Yearly - CONTRACTOR WA2 Electrical and mechanical service of overhead cranes (AS PER LIST OF ACTIVITIES) | Cranes, Overhead Lifting Devices,WA2 | THR-CRN-WA2 | 4000000 | THR-PLT-CRN-0511 | Inspection Maintenance and Testing as per for
THR-BLDG | 33 | Yearly - CONTRACTOR WA2 Electrical and mechanical service of overhead cranes (AS PER LIST OF ACTIVITIES) | Cranes, Overhead Lifting Devices,WA2 | THR-CRN-WA2 | 17000000 | THR-PLT-CRN-0564 | Inspection Maintenance and Testing as per for
THR-BLDG | 33 | Yearly - CONTRACTOR WA2 Electrical and mechanical service of overhead cranes (AS PER LIST OF ACTIVITIES) | Cranes, Overhead Lifting Devices,WA2 | THR-CRN-WA2 | 6000000 | THR-PLT-CRN-0514 | Inspection Maintenance and Testing as per for
THR-BLDG | 33 | Yearly - CONTRACTOR WA2 Electrical and mechanical service of overhead cranes (AS PER LIST OF ACTIVITIES) | Cranes, Overhead Lifting Devices,WA2 | THR-CRN-WA2 | 19000000 | THR-PRM-CRN-0510 | Inspection Maintenance and Testing as per for
THR-BLDG | 33 | Yearly - CONTRACTOR WA2 Electrical and mechanical service of overhead cranes (AS PER LIST OF ACTIVITIES) | Cranes, Overhead Lifting Devices,WA2 | THR-CRN-WA2 | 7000000 | THR-PLT-CRN-0515 | Inspection Maintenance and Testing as per for
THR-BLDG | 33 | Yearly - CONTRACTOR WA2 Electrical and mechanical service of overhead cranes (AS PER LIST OF ACTIVITIES) | Cranes, Overhead Lifting Devices,WA2 | THR-CRN-WA2 | 21000000 | THR-PLT-CRN-0569 | Inspection Maintenance and Testing as per for
THR-BLDG | 33 | Yearly - CONTRACTOR WA2 Electrical and mechanical service of overhead cranes (AS PER LIST OF ACTIVITIES) | Cranes, Overhead Lifting Devices,WA2 | THR-CRN-WA2 | 8000000 | THR-PLT-CRN-0516 | Inspection Maintenance and Testing as per for
THR-BLDG | 33 | Yearly - CONTRACTOR WA2 Electrical and mechanical service of overhead cranes (AS PER LIST OF ACTIVITIES) | Cranes, Overhead Lifting Devices,WA2 | THR-CRN-WA2 | 9000000 | THR-PLT-CRN-0517 | Inspection Maintenance and Testing as per for
THR-BLDG | 33 | Yearly - CONTRACTOR WA2 Electrical and mechanical service of overhead cranes (AS PER LIST OF ACTIVITIES) | Cranes, Overhead Lifting Devices,WA2 | THR-CRN-WA2 | 12000000 | THR-PLT-CRN-0551 | Inspection Maintenance and Testing as per for
THR-BLDG | 33 | Yearly - CONTRACTOR WA2 Electrical and mechanical service of overhead cranes (AS PER LIST OF ACTIVITIES) | Cranes, Overhead Lifting Devices,WA2 | THR-CRN-WA2 | 13000000 | THR-PLT-CRN-0560 | Inspection Maintenance and Testing as per for
THR-BLDG | 33 | Yearly - CONTRACTOR WA2 Electrical and mechanical service of overhead cranes (AS PER LIST OF ACTIVITIES) | Cranes, Overhead Lifting Devices,WA2 | THR-CRN-WA2 | 14000000 | THR-PLT-CRN-0561 | Inspection Maintenance and Testing as per for
THR-BLDG | 33 | Yearly - CONTRACTOR WA2 Electrical and mechanical service of overhead cranes (AS PER LIST OF ACTIVITIES) | Cranes, Overhead Lifting Devices,WA2 | THR-CRN-WA2 | 15000000 | THR-PLT-CRN-0562 | Inspection Maintenance and Testing as per for
THR-BLDG | 33 | Yearly - CONTRACTOR WA2 Electrical and mechanical service of overhead cranes (AS PER LIST OF ACTIVITIES) | Cranes, Overhead Lifting Devices,WA2 | THR-CRN-WA2 | 18000000 | THR-PLT-CRN-0565 | Inspection Maintenance and Testing as per for
THR-BLDG | 33 | Yearly - CONTRACTOR WA2 Electrical and mechanical service of overhead cranes (AS PER LIST OF ACTIVITIES) | Cranes, Overhead Lifting Devices,WA2 | THR-CRN-WA2 | 20000000 | THR-PRM-CRN-0511 | Inspection Maintenance and Testing as per for
THR-BLDG | 34 | Yearly - CONTRACTOR WA3 Electrical and mechanical service of overhead cranes (AS PER LIST OF ACTIVITIES) | Cranes, Overhead Lifting Devices,WA3 | THR-CRN-WA3 | 1000000 | THR-ELS-CRN-0100 | Inspection Maintenance and Testing as per for
THR-BLDG | 34 | Yearly - CONTRACTOR WA3 Electrical and mechanical service of overhead cranes (AS PER LIST OF ACTIVITIES) | Cranes, Overhead Lifting Devices,WA3 | THR-CRN-WA3 | 3000000 | THR-MCS-CRN-0200 | Inspection Maintenance and Testing as per for
THR-BLDG | 34 | Yearly - CONTRACTOR WA3 Electrical and mechanical service of overhead cranes (AS PER LIST OF ACTIVITIES) | Cranes, Overhead Lifting Devices,WA3 | THR-CRN-WA3 | 2000000 | THR-FT-CRN-0001 | Inspection Maintenance and Testing as per for
THR-BLDG | 34 | Yearly - CONTRACTOR WA3 Electrical and mechanical service of overhead cranes (AS PER LIST OF ACTIVITIES) | Cranes, Overhead Lifting Devices,WA3 | THR-CRN-WA3 | 4000000 | THR-MCS-CRN-0503 | Inspection Maintenance and Testing as per for
THR-BLDG | 34 | Yearly - CONTRACTOR WA3 Electrical and mechanical service of overhead cranes (AS PER LIST OF ACTIVITIES) | Cranes, Overhead Lifting Devices,WA3 | THR-CRN-WA3 | 5000000 | THR-MCS-CRN-0506 | Inspection Maintenance and Testing as per for
THR-BLDG | 34 | Yearly - CONTRACTOR WA3 Electrical and mechanical service of overhead cranes (AS PER LIST OF ACTIVITIES) | Cranes, Overhead Lifting Devices,WA3 | THR-CRN-WA3 | 7000000 | THR-MCS-CRN-0511 | Inspection Maintenance and Testing as per for
THR-BLDG | 34 | Yearly - CONTRACTOR WA3 Electrical and mechanical service of overhead cranes (AS PER LIST OF ACTIVITIES) | Cranes, Overhead Lifting Devices,WA3 | THR-CRN-WA3 | 6000000 | THR-MCS-CRN-0509 | Inspection Maintenance and Testing as per for
THR-BLDG | 34 | Yearly - CONTRACTOR WA3 Electrical and mechanical service of overhead cranes (AS PER LIST OF ACTIVITIES) | Cranes, Overhead Lifting Devices,WA3 | THR-CRN-WA3 | 8000000 | THR-MCS-CRN-0522 | Inspection Maintenance and Testing as per for
THR-BLDG | 34 | Yearly - CONTRACTOR WA3 Electrical and mechanical service of overhead cranes (AS PER LIST OF ACTIVITIES) | Cranes, Overhead Lifting Devices,WA3 | THR-CRN-WA3 | 9000000 | THR-MCS-CRN-0532 | Inspection Maintenance and Testing as per for
THR-BLDG | 35 | Yearly - CONTRACTOR WA4 Electrical and mechanical service of overhead cranes (AS PER LIST OF ACTIVITIES) | Cranes, Overhead Lifting Devices,WA4 | THR-CRN-WA4 | 4000000 | THR-DIS-CRN-0100 | Inspection Maintenance and Testing as per for
THR-BLDG | 35 | Yearly - CONTRACTOR WA4 Electrical and mechanical service of overhead cranes (AS PER LIST OF ACTIVITIES) | Cranes, Overhead Lifting Devices,WA4 | THR-CRN-WA4 | 1000000 | THR-AER-CRN-0502 | Inspection Maintenance and Testing as per for
THR-BLDG | 35 | Yearly - CONTRACTOR WA4 Electrical and mechanical service of overhead cranes (AS PER LIST OF ACTIVITIES) | Cranes, Overhead Lifting Devices,WA4 | THR-CRN-WA4 | 5000000 | THR-DIS-CRN-0519 | Inspection Maintenance and Testing as per for
THR-BLDG | 35 | Yearly - CONTRACTOR WA4 Electrical and mechanical service of overhead cranes (AS PER LIST OF ACTIVITIES) | Cranes, Overhead Lifting Devices,WA4 | THR-CRN-WA4 | 2000000 | THR-AER-CRN-0511 | Inspection Maintenance and Testing as per for
THR-BLDG | 35 | Yearly - CONTRACTOR WA4 Electrical and mechanical service of overhead cranes (AS PER LIST OF ACTIVITIES) | Cranes, Overhead Lifting Devices,WA4 | THR-CRN-WA4 | 6000000 | THR-DIS-CRN-0520 | Inspection Maintenance and Testing as per for
THR-BLDG | 35 | Yearly - CONTRACTOR WA4 Electrical and mechanical service of overhead cranes (AS PER LIST OF ACTIVITIES) | Cranes, Overhead Lifting Devices,WA4 | THR-CRN-WA4 | 3000000 | THR-AER-CRN-0512 | Inspection Maintenance and Testing as per for
THR-BLDG | 35 | Yearly - CONTRACTOR WA4 Electrical and mechanical service of overhead cranes (AS PER LIST OF ACTIVITIES) | Cranes, Overhead Lifting Devices,WA4 | THR-CRN-WA4 | 8000000 | THR-FPW-CRN-0501 | Inspection Maintenance and Testing as per for
THR-BLDG | 35 | Yearly - CONTRACTOR WA4 Electrical and mechanical service of overhead cranes (AS PER LIST OF ACTIVITIES) | Cranes, Overhead Lifting Devices,WA4 | THR-CRN-WA4 | 7000000 | THR-EPS-CRN-0501 | Inspection Maintenance and Testing as per for
THR-BLDG | 35 | Yearly - CONTRACTOR WA4 Electrical and mechanical service of overhead cranes (AS PER LIST OF ACTIVITIES) | Cranes, Overhead Lifting Devices,WA4 | THR-CRN-WA4 | 9000000 | THR-RSPS-CRN-0512 | Inspection Maintenance and Testing as per for
THR-BLDG | 35 | Yearly - CONTRACTOR WA4 Electrical and mechanical service of overhead cranes (AS PER LIST OF ACTIVITIES) | Cranes, Overhead Lifting Devices,WA4 | THR-CRN-WA4 | 10000000 | THR-AER-CRN-0001 | Inspection Maintenance and Testing as per for
THR-BLDG | 35 | Yearly - CONTRACTOR WA4 Electrical and mechanical service of overhead cranes (AS PER LIST OF ACTIVITIES) | Cranes, Overhead Lifting Devices,WA4 | THR-CRN-WA4 | 11000000 | THR-FT-CRN-0002 | Inspection Maintenance and Testing as per for
THR-BLDG | 45 | 6M-IMM Crane Inspection | Cranes, Overhead Lifting Devices,WA1 | THR-CRN-WA1 | 1000000 | THR-DIG-CRN-0509 | 6 M Crane Inspection as per for
THR-BLDG | 45 | 6M-IMM Crane Inspection | Cranes, Overhead Lifting Devices,WA1 | THR-CRN-WA1 | 2000000 | THR-DIG-CRN-0510 | 6 M Crane Inspection as per for
THR-BLDG | 45 | 6M-IMM Crane Inspection | Cranes, Overhead Lifting Devices,WA1 | THR-CRN-WA1 | 3000000 | THR-DIG-CRN-0511 | 6 M Crane Inspection as per for
THR-BLDG | 45 | 6M-IMM Crane Inspection | Cranes, Overhead Lifting Devices,WA1 | THR-CRN-WA1 | 4000000 | THR-THK-CRN-0515 | 6 M Crane Inspection as per for
THR-BLDG | 45 | 6M-IMM Crane Inspection | Cranes, Overhead Lifting Devices,WA1 | THR-CRN-WA1 | 5000000 | THR-THK-CRN-0516 | 6 M Crane Inspection as per for
THR-BLDG | 45 | 6M-IMM Crane Inspection | Cranes, Overhead Lifting Devices,WA1 | THR-CRN-WA1 | 7000000 | THR-THK-CRN-8001 | 6 M Crane Inspection as per for
THR-BLDG | 45 | 6M-IMM Crane Inspection | Cranes, Overhead Lifting Devices,WA1 | THR-CRN-WA1 | 6000000 | THR-THK-CRN-0517 | 6 M Crane Inspection as per for
THR-BLDG | 45 | 6M-IMM Crane Inspection | Cranes, Overhead Lifting Devices,WA1 | THR-CRN-WA1 | 8000000 | THR-THK-CRN-8002 | 6 M Crane Inspection as per for
THR-BLDG | 45 | 6M-IMM Crane Inspection | Cranes, Overhead Lifting Devices,WA2 | THR-CRN-WA2 | 1000000 | THR-PLT-CRN-0510 | 6 M Crane Inspection as per for
THR-BLDG | 45 | 6M-IMM Crane Inspection | Cranes, Overhead Lifting Devices,WA2 | THR-CRN-WA2 | 2000000 | THR-PLT-CRN-0511 | 6 M Crane Inspection as per for
THR-BLDG | 45 | 6M-IMM Crane Inspection | Cranes, Overhead Lifting Devices,WA2 | THR-CRN-WA2 | 5000000 | THR-PLT-CRN-0515 | 6 M Crane Inspection as per for
THR-BLDG | 45 | 6M-IMM Crane Inspection | Cranes, Overhead Lifting Devices,WA2 | THR-CRN-WA2 | 3000000 | THR-PLT-CRN-0512 | 6 M Crane Inspection as per for
THR-BLDG | 45 | 6M-IMM Crane Inspection | Cranes, Overhead Lifting Devices,WA2 | THR-CRN-WA2 | 6000000 | THR-PLT-CRN-0516 | 6 M Crane Inspection as per for
THR-BLDG | 45 | 6M-IMM Crane Inspection | Cranes, Overhead Lifting Devices,WA2 | THR-CRN-WA2 | 4000000 | THR-PLT-CRN-0514 | 6 M Crane Inspection as per for
THR-BLDG | 45 | 6M-IMM Crane Inspection | Cranes, Overhead Lifting Devices,WA2 | THR-CRN-WA2 | 8000000 | THR-PLT-CRN-0518 | 6 M Crane Inspection as per for
THR-BLDG | 45 | 6M-IMM Crane Inspection | Cranes, Overhead Lifting Devices,WA2 | THR-CRN-WA2 | 7000000 | THR-PLT-CRN-0517 | 6 M Crane Inspection as per for
THR-BLDG | 45 | 6M-IMM Crane Inspection | Cranes, Overhead Lifting Devices,WA2 | THR-CRN-WA2 | 10000000 | THR-PLT-CRN-0551 | 6 M Crane Inspection as per for
THR-BLDG | 45 | 6M-IMM Crane Inspection | Cranes, Overhead Lifting Devices,WA2 | THR-CRN-WA2 | 9000000 | THR-PLT-CRN-0550 | 6 M Crane Inspection as per for
THR-BLDG | 45 | 6M-IMM Crane Inspection | Cranes, Overhead Lifting Devices,WA2 | THR-CRN-WA2 | 11000000 | THR-PLT-CRN-0560 | 6 M Crane Inspection as per for
THR-BLDG | 45 | 6M-IMM Crane Inspection | Cranes, Overhead Lifting Devices,WA2 | THR-CRN-WA2 | 12000000 | THR-PLT-CRN-0561 | 6 M Crane Inspection as per for
THR-BLDG | 45 | 6M-IMM Crane Inspection | Cranes, Overhead Lifting Devices,WA2 | THR-CRN-WA2 | 16000000 | THR-PLT-CRN-0565 | 6 M Crane Inspection as per for
THR-BLDG | 45 | 6M-IMM Crane Inspection | Cranes, Overhead Lifting Devices,WA2 | THR-CRN-WA2 | 13000000 | THR-PLT-CRN-0562 | 6 M Crane Inspection as per for
THR-BLDG | 45 | 6M-IMM Crane Inspection | Cranes, Overhead Lifting Devices,WA2 | THR-CRN-WA2 | 17000000 | THR-PRM-CRN-0510 | 6 M Crane Inspection as per for
THR-BLDG | 45 | 6M-IMM Crane Inspection | Cranes, Overhead Lifting Devices,WA2 | THR-CRN-WA2 | 14000000 | THR-PLT-CRN-0563 | 6 M Crane Inspection as per for
THR-BLDG | 45 | 6M-IMM Crane Inspection | Cranes, Overhead Lifting Devices,WA2 | THR-CRN-WA2 | 19000000 | THR-PLT-CRN-0569 | 6 M Crane Inspection as per for
THR-BLDG | 45 | 6M-IMM Crane Inspection | Cranes, Overhead Lifting Devices,WA2 | THR-CRN-WA2 | 15000000 | THR-PLT-CRN-0564 | 6 M Crane Inspection as per for
THR-BLDG | 45 | 6M-IMM Crane Inspection | Cranes, Overhead Lifting Devices,WA2 | THR-CRN-WA2 | 18000000 | THR-PRM-CRN-0511 | 6 M Crane Inspection as per for
THR-BLDG | 45 | 6M-IMM Crane Inspection | Cranes, Overhead Lifting Devices,WA3 | THR-CRN-WA3 | 3000000 | THR-MCS-CRN-0506 | 6 M Crane Inspection as per for
THR-BLDG | 45 | 6M-IMM Crane Inspection | Cranes, Overhead Lifting Devices,WA3 | THR-CRN-WA3 | 4000000 | THR-MCS-CRN-0509 | 6 M Crane Inspection as per for
THR-BLDG | 45 | 6M-IMM Crane Inspection | Cranes, Overhead Lifting Devices,WA3 | THR-CRN-WA3 | 1000000 | THR-MCS-CRN-0200 | 6 M Crane Inspection as per for
THR-BLDG | 45 | 6M-IMM Crane Inspection | Cranes, Overhead Lifting Devices,WA3 | THR-CRN-WA3 | 7000000 | THR-MCS-CRN-0532 | 6 M Crane Inspection as per for
THR-BLDG | 45 | 6M-IMM Crane Inspection | Cranes, Overhead Lifting Devices,WA3 | THR-CRN-WA3 | 2000000 | THR-MCS-CRN-0503 | 6 M Crane Inspection as per for
THR-BLDG | 45 | 6M-IMM Crane Inspection | Cranes, Overhead Lifting Devices,WA3 | THR-CRN-WA3 | 8000000 | THR-ELS-CRN-0100 | 6 M Crane Inspection as per for
THR-BLDG | 45 | 6M-IMM Crane Inspection | Cranes, Overhead Lifting Devices,WA3 | THR-CRN-WA3 | 5000000 | THR-MCS-CRN-0511 | 6 M Crane Inspection as per for
THR-BLDG | 45 | 6M-IMM Crane Inspection | Cranes, Overhead Lifting Devices,WA3 | THR-CRN-WA3 | 6000000 | THR-MCS-CRN-0522 | 6 M Crane Inspection as per for
THR-BLDG | 45 | 6M-IMM Crane Inspection | Cranes, Overhead Lifting Devices,WA4 | THR-CRN-WA4 | 4000000 | THR-EPS-CRN-0501 | 6 M Crane Inspection as per for
THR-BLDG | 45 | 6M-IMM Crane Inspection | Cranes, Overhead Lifting Devices,WA4 | THR-CRN-WA4 | 5000000 | THR-FPW-CRN-0501 | 6 M Crane Inspection as per for
THR-BLDG | 45 | 6M-IMM Crane Inspection | Cranes, Overhead Lifting Devices,WA4 | THR-CRN-WA4 | 1000000 | THR-DIS-CRN-0100 | 6 M Crane Inspection as per for
THR-BLDG | 45 | 6M-IMM Crane Inspection | Cranes, Overhead Lifting Devices,WA4 | THR-CRN-WA4 | 9000000 | THR-AER-CRN-0001 | 6 M Crane Inspection as per for
THR-BLDG | 45 | 6M-IMM Crane Inspection | Cranes, Overhead Lifting Devices,WA4 | THR-CRN-WA4 | 2000000 | THR-DIS-CRN-0519 | 6 M Crane Inspection as per for
THR-BLDG | 45 | 6M-IMM Crane Inspection | Cranes, Overhead Lifting Devices,WA4 | THR-CRN-WA4 | 10000000 | THR-FT-CRN-0002 | 6 M Crane Inspection as per for
THR-BLDG | 45 | 6M-IMM Crane Inspection | Cranes, Overhead Lifting Devices,WA4 | THR-CRN-WA4 | 3000000 | THR-DIS-CRN-0520 | 6 M Crane Inspection as per for
THR-BLDG | 45 | 6M-IMM Crane Inspection | Cranes, Overhead Lifting Devices,WA4 | THR-CRN-WA4 | 6000000 | THR-AER-CRN-0502 | 6 M Crane Inspection as per for
THR-BLDG | 45 | 6M-IMM Crane Inspection | Cranes, Overhead Lifting Devices,WA4 | THR-CRN-WA4 | 7000000 | THR-AER-CRN-0511 | 6 M Crane Inspection as per for
THR-BLDG | 45 | 6M-IMM Crane Inspection | Cranes, Overhead Lifting Devices,WA4 | THR-CRN-WA4 | 8000000 | THR-AER-CRN-0512 | 6 M Crane Inspection as per for
THR-BLDG | 47 | 6M - IMM, WA2 Overhead door checks (AS PER LIST OF ACTIVITIES) | Overhead Doors, Work Area2 | THR-DR-WA2 | 1000000 | THR-DR-HH-0513 | Overhead door checks as per C10C11C12C13C14C15C2C5C6C7C8C9 for
THR-BLDG | 47 | 6M - IMM, WA2 Overhead door checks (AS PER LIST OF ACTIVITIES) | Overhead Doors, Work Area2 | THR-DR-WA2 | 5000000 | THR-DR-HH-0535 | Overhead door checks as per C10C11C12C13C14C15C2C5C6C7C8C9 for
THR-BLDG | 47 | 6M - IMM, WA2 Overhead door checks (AS PER LIST OF ACTIVITIES) | Overhead Doors, Work Area2 | THR-DR-WA2 | 2000000 | THR-DR-HH-0514 | Overhead door checks as per C10C11C12C13C14C15C2C5C6C7C8C9 for
THR-BLDG | 47 | 6M - IMM, WA2 Overhead door checks (AS PER LIST OF ACTIVITIES) | Overhead Doors, Work Area2 | THR-DR-WA2 | 3000000 | THR-DR-HH-0533 | Overhead door checks as per C10C11C12C13C14C15C2C5C6C7C8C9 for
THR-BLDG | 47 | 6M - IMM, WA2 Overhead door checks (AS PER LIST OF ACTIVITIES) | Overhead Doors, Work Area2 | THR-DR-WA2 | 4000000 | THR-DR-HH-0534 | Overhead door checks as per C10C11C12C13C14C15C2C5C6C7C8C9 for
THR-BLDG | 47 | 6M - IMM, WA2 Overhead door checks (AS PER LIST OF ACTIVITIES) | Overhead Doors, Work Area2 | THR-DR-WA2 | 6000000 | THR-DR-PH-0512 | Overhead door checks as per C10C11C12C13C14C15C2C5C6C7C8C9 for
THR-BLDG | 47 | 6M - IMM, WA2 Overhead door checks (AS PER LIST OF ACTIVITIES) | Overhead Doors, Work Area2 | THR-DR-WA2 | 7000000 | THR-DR-PH-0513 | Overhead door checks as per C10C11C12C13C14C15C2C5C6C7C8C9 for
THR-BLDG | 48 | 6M -IMM, WA3 Overhead door checks (AS PER LIST OF ACTIVITIES) | Overhead Doors, Work Area3 | THR-DR-WA3 | 3000000 | THR-DR-QH-0519 | Overhead door checks as per C10C11C12C13C14C15C2C5C6C7C8C9 for
THR-BLDG | 48 | 6M -IMM, WA3 Overhead door checks (AS PER LIST OF ACTIVITIES) | Overhead Doors, Work Area3 | THR-DR-WA3 | 1000000 | THR-DR-BH-0514 | Overhead door checks as per C10C11C12C13C14C15C2C5C6C7C8C9 for
THR-BLDG | 48 | 6M -IMM, WA3 Overhead door checks (AS PER LIST OF ACTIVITIES) | Overhead Doors, Work Area3 | THR-DR-WA3 | 2000000 | THR-DR-BH-0515 | Overhead door checks as per C10C11C12C13C14C15C2C5C6C7C8C9 for
THR-BLDG | 49 | 6M -IMM,WA4 Overhead door checks (AS PER LIST OF ACTIVITIES) | Overhead Doors, Work Area4 | THR-DR-WA4 | 1000000 | THR-DR-BH-0501 | Overhead door checks as per C10C11C12C13C14C15C2C5C6C7C8C9 for
THR-BLDG | 49 | 6M -IMM,WA4 Overhead door checks (AS PER LIST OF ACTIVITIES) | Overhead Doors, Work Area4 | THR-DR-WA4 | 2000000 | THR-DR-DIS-0002 | Overhead door checks as per C10C11C12C13C14C15C2C5C6C7C8C9 for
THR-BLDG | 49 | 6M -IMM,WA4 Overhead door checks (AS PER LIST OF ACTIVITIES) | Overhead Doors, Work Area4 | THR-DR-WA4 | 4000000 | THR-DR-DIS-0517 | Overhead door checks as per C10C11C12C13C14C15C2C5C6C7C8C9 for
THR-BLDG | 49 | 6M -IMM,WA4 Overhead door checks (AS PER LIST OF ACTIVITIES) | Overhead Doors, Work Area4 | THR-DR-WA4 | 3000000 | THR-DR-DIS-0516 | Overhead door checks as per C10C11C12C13C14C15C2C5C6C7C8C9 for
THR-BLDG | 49 | 6M -IMM,WA4 Overhead door checks (AS PER LIST OF ACTIVITIES) | Overhead Doors, Work Area4 | THR-DR-WA4 | 7000000 | THR-DR-MH-0500 | Overhead door checks as per C10C11C12C13C14C15C2C5C6C7C8C9 for
THR-BLDG | 49 | 6M -IMM,WA4 Overhead door checks (AS PER LIST OF ACTIVITIES) | Overhead Doors, Work Area4 | THR-DR-WA4 | 5000000 | THR-DR-DIS-0518 | Overhead door checks as per C10C11C12C13C14C15C2C5C6C7C8C9 for
THR-BLDG | 49 | 6M -IMM,WA4 Overhead door checks (AS PER LIST OF ACTIVITIES) | Overhead Doors, Work Area4 | THR-DR-WA4 | 8000000 | THR-DR-MH-0501 | Overhead door checks as per C10C11C12C13C14C15C2C5C6C7C8C9 for
THR-BLDG | 49 | 6M -IMM,WA4 Overhead door checks (AS PER LIST OF ACTIVITIES) | Overhead Doors, Work Area4 | THR-DR-WA4 | 6000000 | THR-DR-FH-0500 | Overhead door checks as per C10C11C12C13C14C15C2C5C6C7C8C9 for
THR-BLDG | 49 | 6M -IMM,WA4 Overhead door checks (AS PER LIST OF ACTIVITIES) | Overhead Doors, Work Area4 | THR-DR-WA4 | 10000000 | THR-DR-WH-0508 | Overhead door checks as per C10C11C12C13C14C15C2C5C6C7C8C9 for
THR-BLDG | 49 | 6M -IMM,WA4 Overhead door checks (AS PER LIST OF ACTIVITIES) | Overhead Doors, Work Area4 | THR-DR-WA4 | 9000000 | THR-DR-QH-0505 | Overhead door checks as per C10C11C12C13C14C15C2C5C6C7C8C9 for
THR-BLDG | 49 | 6M -IMM,WA4 Overhead door checks (AS PER LIST OF ACTIVITIES) | Overhead Doors, Work Area4 | THR-DR-WA4 | 11000000 | THR-DR-RH-0513 | Overhead door checks as per C10C11C12C13C14C15C2C5C6C7C8C9 for
THR-BLDG | 49 | 6M -IMM,WA4 Overhead door checks (AS PER LIST OF ACTIVITIES) | Overhead Doors, Work Area4 | THR-DR-WA4 | 13000000 | THR-MCS-DR-0102 | Overhead door checks as per C10C11C12C13C14C15C2C5C6C7C8C9 for
THR-BLDG | 49 | 6M -IMM,WA4 Overhead door checks (AS PER LIST OF ACTIVITIES) | Overhead Doors, Work Area4 | THR-DR-WA4 | 12000000 | THR-MCS-DR-0101 | Overhead door checks as per C10C11C12C13C14C15C2C5C6C7C8C9 for
THR-BLDG | 52 | 1 Year - EICT, PLC, RPU functionality and operational tests (AS PER ACTIVITY LIST) | RPUs Plant Services | THR-BLDG-RPU | 1000000 | THR-DCL-RPU-0001 | Visual inspection of RPUs cleanliness wiring condition PLC status fuse and breaker inspection RPU UPS status
THR-BLDG | 52 | 1 Year - EICT, PLC, RPU functionality and operational tests (AS PER ACTIVITY LIST) | RPUs Plant Services | THR-BLDG-RPU | 5000000 | THR-CG-OIT-0001 | Visual inspection of RPUs cleanliness wiring condition PLC status fuse and breaker inspection RPU UPS status
THR-BLDG | 52 | 1 Year - EICT, PLC, RPU functionality and operational tests (AS PER ACTIVITY LIST) | RPUs Plant Services | THR-BLDG-RPU | 2000000 | THR-ELS-RPU-0003 | Visual inspection of RPUs cleanliness wiring condition PLC status fuse and breaker inspection RPU UPS status
THR-BLDG | 52 | 1 Year - EICT, PLC, RPU functionality and operational tests (AS PER ACTIVITY LIST) | RPUs Plant Services | THR-BLDG-RPU | 6000000 | THR-CG-OIT-0002 | Visual inspection of RPUs cleanliness wiring condition PLC status fuse and breaker inspection RPU UPS status
THR-BLDG | 52 | 1 Year - EICT, PLC, RPU functionality and operational tests (AS PER ACTIVITY LIST) | RPUs Plant Services | THR-BLDG-RPU | 3000000 | THR-ELS-RPU-0100 | Visual inspection of RPUs cleanliness wiring condition PLC status fuse and breaker inspection RPU UPS status
THR-BLDG | 52 | 1 Year - EICT, PLC, RPU functionality and operational tests (AS PER ACTIVITY LIST) | RPUs Plant Services | THR-BLDG-RPU | 4000000 | THR-EPS-RPU-0001 | Visual inspection of RPUs cleanliness wiring condition PLC status fuse and breaker inspection RPU UPS status
THR-BLDG | 53 | Yearly -Plant Fire Hydrant Annual Inspection by Dist.Ops.: Prog.Maintenance West | Fire Hydrant | THR-FEQ-V | 3000000 | THR-FEQ-V-0011 | Annual Serviceability Inspection of Fire Hydrants by Prog Maintenance West for
THR-BLDG | 53 | Yearly -Plant Fire Hydrant Annual Inspection by Dist.Ops.: Prog.Maintenance West | Fire Hydrant | THR-FEQ-V | 1000000 | THR-FEQ-V-0009 | Annual Serviceability Inspection of Fire Hydrants by Prog Maintenance West for
THR-BLDG | 53 | Yearly -Plant Fire Hydrant Annual Inspection by Dist.Ops.: Prog.Maintenance West | Fire Hydrant | THR-FEQ-V | 4000000 | THR-FEQ-V-0012 | Annual Serviceability Inspection of Fire Hydrants by Prog Maintenance West for
THR-BLDG | 53 | Yearly -Plant Fire Hydrant Annual Inspection by Dist.Ops.: Prog.Maintenance West | Fire Hydrant | THR-FEQ-V | 2000000 | THR-FEQ-V-0010 | Annual Serviceability Inspection of Fire Hydrants by Prog Maintenance West for
THR-BLDG | 53 | Yearly -Plant Fire Hydrant Annual Inspection by Dist.Ops.: Prog.Maintenance West | Fire Hydrant | THR-FEQ-V | 5000000 | THR-FEQ-V-0013 | Annual Serviceability Inspection of Fire Hydrants by Prog Maintenance West for
THR-BLDG | 53 | Yearly -Plant Fire Hydrant Annual Inspection by Dist.Ops.: Prog.Maintenance West | Fire Hydrant | THR-FEQ-V | 10000000 | THR-FEQ-V-0018 | Annual Serviceability Inspection of Fire Hydrants by Prog Maintenance West for
THR-BLDG | 53 | Yearly -Plant Fire Hydrant Annual Inspection by Dist.Ops.: Prog.Maintenance West | Fire Hydrant | THR-FEQ-V | 6000000 | THR-FEQ-V-0014 | Annual Serviceability Inspection of Fire Hydrants by Prog Maintenance West for
THR-BLDG | 53 | Yearly -Plant Fire Hydrant Annual Inspection by Dist.Ops.: Prog.Maintenance West | Fire Hydrant | THR-FEQ-V | 11000000 | THR-FEQ-V-0019 | Annual Serviceability Inspection of Fire Hydrants by Prog Maintenance West for
THR-BLDG | 53 | Yearly -Plant Fire Hydrant Annual Inspection by Dist.Ops.: Prog.Maintenance West | Fire Hydrant | THR-FEQ-V | 7000000 | THR-FEQ-V-0015 | Annual Serviceability Inspection of Fire Hydrants by Prog Maintenance West for
THR-BLDG | 53 | Yearly -Plant Fire Hydrant Annual Inspection by Dist.Ops.: Prog.Maintenance West | Fire Hydrant | THR-FEQ-V | 12000000 | THR-FEQ-V-0020 | Annual Serviceability Inspection of Fire Hydrants by Prog Maintenance West for
THR-BLDG | 53 | Yearly -Plant Fire Hydrant Annual Inspection by Dist.Ops.: Prog.Maintenance West | Fire Hydrant | THR-FEQ-V | 8000000 | THR-FEQ-V-0016 | Annual Serviceability Inspection of Fire Hydrants by Prog Maintenance West for
THR-BLDG | 53 | Yearly -Plant Fire Hydrant Annual Inspection by Dist.Ops.: Prog.Maintenance West | Fire Hydrant | THR-FEQ-V | 9000000 | THR-FEQ-V-0017 | Annual Serviceability Inspection of Fire Hydrants by Prog Maintenance West for
THR-BLDG | 53 | Yearly -Plant Fire Hydrant Annual Inspection by Dist.Ops.: Prog.Maintenance West | Fire Hydrant | THR-FEQ-V | 13000000 | THR-FEQ-V-0021 | Annual Serviceability Inspection of Fire Hydrants by Prog Maintenance West for
THR-BLDG | 53 | Yearly -Plant Fire Hydrant Annual Inspection by Dist.Ops.: Prog.Maintenance West | Fire Hydrant | THR-FEQ-V | 14000000 | THR-FEQ-V-0022 | Annual Serviceability Inspection of Fire Hydrants by Prog Maintenance West for
THR-BLDG | 53 | Yearly -Plant Fire Hydrant Annual Inspection by Dist.Ops.: Prog.Maintenance West | Fire Hydrant | THR-FEQ-V | 15000000 | THR-FEQ-V-0023 | Annual Serviceability Inspection of Fire Hydrants by Prog Maintenance West for
THR-BLDG | 60 | 6M-EICT Test Sump Pump High High Level Float Switch (AS PER LIST OF ACTIVITIES) | Switch,High High Level, Sump Pumps, Digesters/Grit/Headhouse/Thickening | THR-DGHT-LSHH | 10000000 | THR-PRM-LSHH-4818 | Test Sump Pump High High Level Float Switch for
THR-BLDG | 60 | 6M-EICT Test Sump Pump High High Level Float Switch (AS PER LIST OF ACTIVITIES) | Switch,High High Level, Sump Pumps, Digesters/Grit/Headhouse/Thickening | THR-DGHT-LSHH | 1000000 | THR-THK-LSHH-4818 | Test Sump Pump High High Level Float Switch for
THR-BLDG | 60 | 6M-EICT Test Sump Pump High High Level Float Switch (AS PER LIST OF ACTIVITIES) | Switch,High High Level, Sump Pumps, Digesters/Grit/Headhouse/Thickening | THR-DGHT-LSHH | 11000000 | THR-PLT-LSHH-3474 | Test Sump Pump High High Level Float Switch for
THR-BLDG | 60 | 6M-EICT Test Sump Pump High High Level Float Switch (AS PER LIST OF ACTIVITIES) | Switch,High High Level, Sump Pumps, Digesters/Grit/Headhouse/Thickening | THR-DGHT-LSHH | 2000000 | THR-PRM-LSHH-4520 | Test Sump Pump High High Level Float Switch for
THR-BLDG | 60 | 6M-EICT Test Sump Pump High High Level Float Switch (AS PER LIST OF ACTIVITIES) | Switch,High High Level, Sump Pumps, Digesters/Grit/Headhouse/Thickening | THR-DGHT-LSHH | 3000000 | THR-PLT-LSHH-3559 | Test Sump Pump High High Level Float Switch for
THR-BLDG | 60 | 6M-EICT Test Sump Pump High High Level Float Switch (AS PER LIST OF ACTIVITIES) | Switch,High High Level, Sump Pumps, Digesters/Grit/Headhouse/Thickening | THR-DGHT-LSHH | 4000000 | THR-PRM-LSHH-4517 | Test Sump Pump High High Level Float Switch for
THR-BLDG | 60 | 6M-EICT Test Sump Pump High High Level Float Switch (AS PER LIST OF ACTIVITIES) | Switch,High High Level, Sump Pumps, Digesters/Grit/Headhouse/Thickening | THR-DGHT-LSHH | 5000000 | THR-DIG-LSHH-3971 | Test Sump Pump High High Level Float Switch for
THR-BLDG | 60 | 6M-EICT Test Sump Pump High High Level Float Switch (AS PER LIST OF ACTIVITIES) | Switch,High High Level, Sump Pumps, Digesters/Grit/Headhouse/Thickening | THR-DGHT-LSHH | 6000000 | THR-DIG-LSHH-3977 | Test Sump Pump High High Level Float Switch for
THR-BLDG | 60 | 6M-EICT Test Sump Pump High High Level Float Switch (AS PER LIST OF ACTIVITIES) | Switch,High High Level, Sump Pumps, Digesters/Grit/Headhouse/Thickening | THR-DGHT-LSHH | 7000000 | THR-DIG-LSHH-3978 | Test Sump Pump High High Level Float Switch for
THR-BLDG | 60 | 6M-EICT Test Sump Pump High High Level Float Switch (AS PER LIST OF ACTIVITIES) | Switch,High High Level, Sump Pumps, Digesters/Grit/Headhouse/Thickening | THR-DGHT-LSHH | 8000000 | THR-PLT-LSHH-3558 | Test Sump Pump High High Level Float Switch for
THR-BLDG | 60 | 6M-EICT Test Sump Pump High High Level Float Switch (AS PER LIST OF ACTIVITIES) | Switch,High High Level, Sump Pumps, Digesters/Grit/Headhouse/Thickening | THR-DGHT-LSHH | 9000000 | THR-PRM-LSHH-4515 | Test Sump Pump High High Level Float Switch for
THR-BLDG | 60 | 6M-EICT Test Sump Pump High High Level Float Switch (AS PER LIST OF ACTIVITIES) | Switch,High High Level, Sump Pumps, Digesters/Grit/Headhouse/Thickening | THR-DGHT-LSHH | 12000000 | THR-PLT-LSHH-2230 | Test Sump Pump High High Level Float Switch for
THR-BLDG | 60 | 6M-EICT Test Sump Pump High High Level Float Switch (AS PER LIST OF ACTIVITIES) | Switch,High High Level, Sump Pumps, Digesters/Grit/Headhouse/Thickening | THR-DGHT-LSHH | 13000000 | THR-DIG-LSHH-3855 | Test Sump Pump High High Level Float Switch for
THR-CBM | 1 | THR Route WA1 Quarterly vibration testing of digester gas compressor | Digester, Gas Compressors | THR-DIG-C | 1000000 | THR-DIG-C-5240 | Vibration testing of gas compressormotor bearings
THR-CBM | 1 | THR Route WA1 Quarterly vibration testing of digester gas compressor | Digester, Gas Compressors | THR-DIG-C | 2000000 | THR-DIG-C-5260 | Vibration testing of gas compressormotor bearings
THR-CBM | 1 | THR Route WA1 Quarterly vibration testing of digester gas compressor | Digester, Gas Compressors | THR-DIG-C | 6000000 | THR-DIG-C-5480 | Vibration testing of gas compressormotor bearings
THR-CBM | 1 | THR Route WA1 Quarterly vibration testing of digester gas compressor | Digester, Gas Compressors | THR-DIG-C | 3000000 | THR-DIG-C-5280 | Vibration testing of gas compressormotor bearings
THR-CBM | 1 | THR Route WA1 Quarterly vibration testing of digester gas compressor | Digester, Gas Compressors | THR-DIG-C | 7000000 | THR-DIG-C-5640 | Vibration testing of gas compressormotor bearings
THR-CBM | 1 | THR Route WA1 Quarterly vibration testing of digester gas compressor | Digester, Gas Compressors | THR-DIG-C | 4000000 | THR-DIG-C-5440 | Vibration testing of gas compressormotor bearings
THR-CBM | 1 | THR Route WA1 Quarterly vibration testing of digester gas compressor | Digester, Gas Compressors | THR-DIG-C | 13000000 | THR-BG-C-0101 | Vibration testing of gas compressormotor bearings
THR-CBM | 1 | THR Route WA1 Quarterly vibration testing of digester gas compressor | Digester, Gas Compressors | THR-DIG-C | 5000000 | THR-DIG-C-5460 | Vibration testing of gas compressormotor bearings
THR-CBM | 1 | THR Route WA1 Quarterly vibration testing of digester gas compressor | Digester, Gas Compressors | THR-DIG-C | 14000000 | THR-BG-C-0201 | Vibration testing of gas compressormotor bearings
THR-CBM | 1 | THR Route WA1 Quarterly vibration testing of digester gas compressor | Digester, Gas Compressors | THR-DIG-C | 8000000 | THR-DIG-C-5660 | Vibration testing of gas compressormotor bearings
THR-CBM | 1 | THR Route WA1 Quarterly vibration testing of digester gas compressor | Digester, Gas Compressors | THR-DIG-C | 9000000 | THR-DIG-C-5680 | Vibration testing of gas compressormotor bearings
THR-CBM | 1 | THR Route WA1 Quarterly vibration testing of digester gas compressor | Digester, Gas Compressors | THR-DIG-C | 10000000 | THR-DIG-C-5840 | Vibration testing of gas compressormotor bearings
THR-CBM | 1 | THR Route WA1 Quarterly vibration testing of digester gas compressor | Digester, Gas Compressors | THR-DIG-C | 11000000 | THR-DIG-C-5860 | Vibration testing of gas compressormotor bearings
THR-CBM | 1 | THR Route WA1 Quarterly vibration testing of digester gas compressor | Digester, Gas Compressors | THR-DIG-C | 12000000 | THR-DIG-C-5880 | Vibration testing of gas compressormotor bearings
THR-CBM | 2 | THR Route WA1 Quarterly vibration testing of digester sludge transfer pumps | Digester Sludge Transfer Pumps | THR-DIG-P-ST | 3000000 | THR-DIG-P-2513 | Vibration analysis of sludge transfer pumpmotor bearings
THR-CBM | 2 | THR Route WA1 Quarterly vibration testing of digester sludge transfer pumps | Digester Sludge Transfer Pumps | THR-DIG-P-ST | 1000000 | THR-DIG-P-2503 | Vibration analysis of sludge transfer pumpmotor bearings
THR-CBM | 2 | THR Route WA1 Quarterly vibration testing of digester sludge transfer pumps | Digester Sludge Transfer Pumps | THR-DIG-P-ST | 4000000 | THR-DIG-P-2514 | Vibration analysis of sludge transfer pumpmotor bearings
THR-CBM | 2 | THR Route WA1 Quarterly vibration testing of digester sludge transfer pumps | Digester Sludge Transfer Pumps | THR-DIG-P-ST | 2000000 | THR-DIG-P-2504 | Vibration analysis of sludge transfer pumpmotor bearings
THR-CBM | 2 | THR Route WA1 Quarterly vibration testing of digester sludge transfer pumps | Digester Sludge Transfer Pumps | THR-DIG-P-ST | 5000000 | THR-DIG-P-2523 | Vibration analysis of sludge transfer pumpmotor bearings
THR-CBM | 2 | THR Route WA1 Quarterly vibration testing of digester sludge transfer pumps | Digester Sludge Transfer Pumps | THR-DIG-P-ST | 7000000 | THR-DIG-P-2533 | Vibration analysis of sludge transfer pumpmotor bearings
THR-CBM | 2 | THR Route WA1 Quarterly vibration testing of digester sludge transfer pumps | Digester Sludge Transfer Pumps | THR-DIG-P-ST | 6000000 | THR-DIG-P-2524 | Vibration analysis of sludge transfer pumpmotor bearings
THR-CBM | 2 | THR Route WA1 Quarterly vibration testing of digester sludge transfer pumps | Digester Sludge Transfer Pumps | THR-DIG-P-ST | 9000000 | THR-DIG-P-3041 | Vibration analysis of sludge transfer pumpmotor bearings
THR-CBM | 2 | THR Route WA1 Quarterly vibration testing of digester sludge transfer pumps | Digester Sludge Transfer Pumps | THR-DIG-P-ST | 8000000 | THR-DIG-P-2534 | Vibration analysis of sludge transfer pumpmotor bearings
THR-CBM | 2 | THR Route WA1 Quarterly vibration testing of digester sludge transfer pumps | Digester Sludge Transfer Pumps | THR-DIG-P-ST | 14000000 | THR-DIG-P-3116 | Vibration analysis of sludge transfer pumpmotor bearings
THR-CBM | 2 | THR Route WA1 Quarterly vibration testing of digester sludge transfer pumps | Digester Sludge Transfer Pumps | THR-DIG-P-ST | 10000000 | THR-DIG-P-3042 | Vibration analysis of sludge transfer pumpmotor bearings
THR-CBM | 2 | THR Route WA1 Quarterly vibration testing of digester sludge transfer pumps | Digester Sludge Transfer Pumps | THR-DIG-P-ST | 19000000 | THR-DIG-P-3271 | Vibration analysis of sludge transfer pumpmotor bearings
THR-CBM | 2 | THR Route WA1 Quarterly vibration testing of digester sludge transfer pumps | Digester Sludge Transfer Pumps | THR-DIG-P-ST | 11000000 | THR-DIG-P-3071 | Vibration analysis of sludge transfer pumpmotor bearings
THR-CBM | 2 | THR Route WA1 Quarterly vibration testing of digester sludge transfer pumps | Digester Sludge Transfer Pumps | THR-DIG-P-ST | 20000000 | THR-DIG-P-3272 | Vibration analysis of sludge transfer pumpmotor bearings
THR-CBM | 2 | THR Route WA1 Quarterly vibration testing of digester sludge transfer pumps | Digester Sludge Transfer Pumps | THR-DIG-P-ST | 12000000 | THR-DIG-P-3072 | Vibration analysis of sludge transfer pumpmotor bearings
THR-CBM | 2 | THR Route WA1 Quarterly vibration testing of digester sludge transfer pumps | Digester Sludge Transfer Pumps | THR-DIG-P-ST | 13000000 | THR-DIG-P-3115 | Vibration analysis of sludge transfer pumpmotor bearings
THR-CBM | 2 | THR Route WA1 Quarterly vibration testing of digester sludge transfer pumps | Digester Sludge Transfer Pumps | THR-DIG-P-ST | 15000000 | THR-DIG-P-3165 | Vibration analysis of sludge transfer pumpmotor bearings
THR-CBM | 2 | THR Route WA1 Quarterly vibration testing of digester sludge transfer pumps | Digester Sludge Transfer Pumps | THR-DIG-P-ST | 16000000 | THR-DIG-P-3166 | Vibration analysis of sludge transfer pumpmotor bearings
THR-CBM | 2 | THR Route WA1 Quarterly vibration testing of digester sludge transfer pumps | Digester Sludge Transfer Pumps | THR-DIG-P-ST | 17000000 | THR-DIG-P-3211 | Vibration analysis of sludge transfer pumpmotor bearings
THR-CBM | 2 | THR Route WA1 Quarterly vibration testing of digester sludge transfer pumps | Digester Sludge Transfer Pumps | THR-DIG-P-ST | 18000000 | THR-DIG-P-3212 | Vibration analysis of sludge transfer pumpmotor bearings
THR-CBM | 3 | THR Route WA1 Quarterly vibration testing of digester sludge recirculation pumps | Digester Sludge Recirculation Pumps | THR-DIG-P-SR | 3000000 | THR-DIG-P-2264 | Vibration analysis of sludge recirculation pumpmotor bearings
THR-CBM | 3 | THR Route WA1 Quarterly vibration testing of digester sludge recirculation pumps | Digester Sludge Recirculation Pumps | THR-DIG-P-SR | 4000000 | THR-DIG-P-2265 | Vibration analysis of sludge recirculation pumpmotor bearings
THR-CBM | 3 | THR Route WA1 Quarterly vibration testing of digester sludge recirculation pumps | Digester Sludge Recirculation Pumps | THR-DIG-P-SR | 7000000 | THR-DIG-P-2368 | Vibration analysis of sludge recirculation pumpmotor bearings
THR-CBM | 3 | THR Route WA1 Quarterly vibration testing of digester sludge recirculation pumps | Digester Sludge Recirculation Pumps | THR-DIG-P-SR | 5000000 | THR-DIG-P-2318 | Vibration analysis of sludge recirculation pumpmotor bearings
THR-CBM | 3 | THR Route WA1 Quarterly vibration testing of digester sludge recirculation pumps | Digester Sludge Recirculation Pumps | THR-DIG-P-SR | 8000000 | THR-DIG-P-2369 | Vibration analysis of sludge recirculation pumpmotor bearings
THR-CBM | 3 | THR Route WA1 Quarterly vibration testing of digester sludge recirculation pumps | Digester Sludge Recirculation Pumps | THR-DIG-P-SR | 6000000 | THR-DIG-P-2319 | Vibration analysis of sludge recirculation pumpmotor bearings
THR-CBM | 3 | THR Route WA1 Quarterly vibration testing of digester sludge recirculation pumps | Digester Sludge Recirculation Pumps | THR-DIG-P-SR | 9000000 | THR-DIG-P-2501 | Vibration analysis of sludge recirculation pumpmotor bearings
THR-CBM | 3 | THR Route WA1 Quarterly vibration testing of digester sludge recirculation pumps | Digester Sludge Recirculation Pumps | THR-DIG-P-SR | 10000000 | THR-DIG-P-2502 | Vibration analysis of sludge recirculation pumpmotor bearings
THR-CBM | 3 | THR Route WA1 Quarterly vibration testing of digester sludge recirculation pumps | Digester Sludge Recirculation Pumps | THR-DIG-P-SR | 11000000 | THR-DIG-P-2511 | Vibration analysis of sludge recirculation pumpmotor bearings
THR-CBM | 3 | THR Route WA1 Quarterly vibration testing of digester sludge recirculation pumps | Digester Sludge Recirculation Pumps | THR-DIG-P-SR | 13000000 | THR-DIG-P-2521 | Vibration analysis of sludge recirculation pumpmotor bearings
THR-CBM | 3 | THR Route WA1 Quarterly vibration testing of digester sludge recirculation pumps | Digester Sludge Recirculation Pumps | THR-DIG-P-SR | 14000000 | THR-DIG-P-2522 | Vibration analysis of sludge recirculation pumpmotor bearings
THR-CBM | 3 | THR Route WA1 Quarterly vibration testing of digester sludge recirculation pumps | Digester Sludge Recirculation Pumps | THR-DIG-P-SR | 15000000 | THR-DIG-P-2531 | Vibration analysis of sludge recirculation pumpmotor bearings
THR-CBM | 3 | THR Route WA1 Quarterly vibration testing of digester sludge recirculation pumps | Digester Sludge Recirculation Pumps | THR-DIG-P-SR | 16000000 | THR-DIG-P-2532 | Vibration analysis of sludge recirculation pumpmotor bearings
THR-CBM | 4 | THR Route WA1 Quarterly vibration testing of digester hot water pumps | Digester Hot Water Pumps | THR-DIG-P-HW | 2000000 | THR-DIG-P-4012 | Vibration testing and analysis of hot water Pump and Motor bearings
THR-CBM | 4 | THR Route WA1 Quarterly vibration testing of digester hot water pumps | Digester Hot Water Pumps | THR-DIG-P-HW | 1000000 | THR-DIG-P-4011 | Vibration testing and analysis of hot water Pump and Motor bearings
THR-CBM | 4 | THR Route WA1 Quarterly vibration testing of digester hot water pumps | Digester Hot Water Pumps | THR-DIG-P-HW | 3000000 | THR-DIG-P-4031 | Vibration testing and analysis of hot water Pump and Motor bearings
THR-CBM | 4 | THR Route WA1 Quarterly vibration testing of digester hot water pumps | Digester Hot Water Pumps | THR-DIG-P-HW | 4000000 | THR-DIG-P-4032 | Vibration testing and analysis of hot water Pump and Motor bearings
THR-CBM | 4 | THR Route WA1 Quarterly vibration testing of digester hot water pumps | Digester Hot Water Pumps | THR-DIG-P-HW | 6000000 | THR-DIG-P-4052 | Vibration testing and analysis of hot water Pump and Motor bearings
THR-CBM | 4 | THR Route WA1 Quarterly vibration testing of digester hot water pumps | Digester Hot Water Pumps | THR-DIG-P-HW | 5000000 | THR-DIG-P-4051 | Vibration testing and analysis of hot water Pump and Motor bearings
THR-CBM | 4 | THR Route WA1 Quarterly vibration testing of digester hot water pumps | Digester Hot Water Pumps | THR-DIG-P-HW | 7000000 | THR-DIG-P-4071 | Vibration testing and analysis of hot water Pump and Motor bearings
THR-CBM | 4 | THR Route WA1 Quarterly vibration testing of digester hot water pumps | Digester Hot Water Pumps | THR-DIG-P-HW | 8000000 | THR-DIG-P-4072 | Vibration testing and analysis of hot water Pump and Motor bearings
THR-CBM | 4 | THR Route WA1 Quarterly vibration testing of digester hot water pumps | Digester Hot Water Pumps | THR-DIG-P-HW | 12000000 | THR-DIG-P-4761 | Vibration testing and analysis of hot water Pump and Motor bearings
THR-CBM | 4 | THR Route WA1 Quarterly vibration testing of digester hot water pumps | Digester Hot Water Pumps | THR-DIG-P-HW | 9000000 | THR-DIG-P-4710 | Vibration testing and analysis of hot water Pump and Motor bearings
THR-CBM | 4 | THR Route WA1 Quarterly vibration testing of digester hot water pumps | Digester Hot Water Pumps | THR-DIG-P-HW | 13000000 | THR-DIG-P-4805 | Vibration testing and analysis of hot water Pump and Motor bearings
THR-CBM | 4 | THR Route WA1 Quarterly vibration testing of digester hot water pumps | Digester Hot Water Pumps | THR-DIG-P-HW | 10000000 | THR-DIG-P-4711 | Vibration testing and analysis of hot water Pump and Motor bearings
THR-CBM | 4 | THR Route WA1 Quarterly vibration testing of digester hot water pumps | Digester Hot Water Pumps | THR-DIG-P-HW | 14000000 | THR-DIG-P-4806 | Vibration testing and analysis of hot water Pump and Motor bearings
THR-CBM | 4 | THR Route WA1 Quarterly vibration testing of digester hot water pumps | Digester Hot Water Pumps | THR-DIG-P-HW | 11000000 | THR-DIG-P-4760 | Vibration testing and analysis of hot water Pump and Motor bearings
THR-CBM | 4 | THR Route WA1 Quarterly vibration testing of digester hot water pumps | Digester Hot Water Pumps | THR-DIG-P-HW | 15000000 | THR-DIG-P-4855 | Vibration testing and analysis of hot water Pump and Motor bearings
THR-CBM | 4 | THR Route WA1 Quarterly vibration testing of digester hot water pumps | Digester Hot Water Pumps | THR-DIG-P-HW | 16000000 | THR-DIG-P-4856 | Vibration testing and analysis of hot water Pump and Motor bearings
THR-CBM | 7 | THR Route WA1 Semi Anually vibration testing of centrifuge feed pumps | Centrifuge Feed Pumps | THR-THK-P-CF | 1000000 | THR-THK-P-3010 | Vibration testing of centrifuge feed pump and motor bearings
THR-CBM | 7 | THR Route WA1 Semi Anually vibration testing of centrifuge feed pumps | Centrifuge Feed Pumps | THR-THK-P-CF | 2000000 | THR-THK-P-3020 | Vibration testing of centrifuge feed pump and motor bearings
THR-CBM | 7 | THR Route WA1 Semi Anually vibration testing of centrifuge feed pumps | Centrifuge Feed Pumps | THR-THK-P-CF | 3000000 | THR-THK-P-3030 | Vibration testing of centrifuge feed pump and motor bearings
THR-CBM | 7 | THR Route WA1 Semi Anually vibration testing of centrifuge feed pumps | Centrifuge Feed Pumps | THR-THK-P-CF | 4000000 | THR-THK-P-3040 | Vibration testing of centrifuge feed pump and motor bearings
THR-CBM | 7 | THR Route WA1 Semi Anually vibration testing of centrifuge feed pumps | Centrifuge Feed Pumps | THR-THK-P-CF | 5000000 | THR-THK-P-3050 | Vibration testing of centrifuge feed pump and motor bearings
THR-CBM | 7 | THR Route WA1 Semi Anually vibration testing of centrifuge feed pumps | Centrifuge Feed Pumps | THR-THK-P-CF | 6000000 | THR-THK-P-3060 | Vibration testing of centrifuge feed pump and motor bearings
THR-CBM | 7 | THR Route WA1 Semi Anually vibration testing of centrifuge feed pumps | Centrifuge Feed Pumps | THR-THK-P-CF | 7000000 | THR-THK-P-3070 | Vibration testing of centrifuge feed pump and motor bearings
THR-CBM | 11 | THR Route WA2 Quarterly vibration testing of primary sludge pumps | Primary Treatment, North Primary | THR-PRM-NORTH | 1000000 | THR-PRM-P-2420 | Vibration testing and analysis of primary sludge pumpmotor bearings
THR-CBM | 11 | THR Route WA2 Quarterly vibration testing of primary sludge pumps | Primary Treatment, North Primary | THR-PRM-NORTH | 2000000 | THR-PRM-P-2430 | Vibration testing and analysis of primary sludge pumpmotor bearings
THR-CBM | 11 | THR Route WA2 Quarterly vibration testing of primary sludge pumps | Primary Treatment, North Primary | THR-PRM-NORTH | 3000000 | THR-PRM-P-2520 | Vibration testing and analysis of primary sludge pumpmotor bearings
THR-CBM | 11 | THR Route WA2 Quarterly vibration testing of primary sludge pumps | Primary Treatment, North Primary | THR-PRM-NORTH | 4000000 | THR-PRM-P-2530 | Vibration testing and analysis of primary sludge pumpmotor bearings
THR-CBM | 11 | THR Route WA2 Quarterly vibration testing of primary sludge pumps | Primary Treatment, North Primary | THR-PRM-NORTH | 5000000 | THR-PRM-P-2620 | Vibration testing and analysis of primary sludge pumpmotor bearings
THR-CBM | 11 | THR Route WA2 Quarterly vibration testing of primary sludge pumps | Primary Treatment, North Primary | THR-PRM-NORTH | 6000000 | THR-PRM-P-2630 | Vibration testing and analysis of primary sludge pumpmotor bearings
THR-CBM | 11 | THR Route WA2 Quarterly vibration testing of primary sludge pumps | Primary Treatment, South Primary | THR-PRM-SOUTH | 1000000 | THR-PRM-P-2120 | Vibration testing and analysis of primary sludge pumpmotor bearings
THR-CBM | 11 | THR Route WA2 Quarterly vibration testing of primary sludge pumps | Primary Treatment, South Primary | THR-PRM-SOUTH | 2000000 | THR-PRM-P-2121 | Vibration testing and analysis of primary sludge pumpmotor bearings
THR-CBM | 11 | THR Route WA2 Quarterly vibration testing of primary sludge pumps | Primary Treatment, South Primary | THR-PRM-SOUTH | 3000000 | THR-PRM-P-2221 | Vibration testing and analysis of primary sludge pumpmotor bearings
THR-CBM | 11 | THR Route WA2 Quarterly vibration testing of primary sludge pumps | Primary Treatment, South Primary | THR-PRM-SOUTH | 6000000 | THR-PRM-P-2340 | Vibration testing and analysis of primary sludge pumpmotor bearings
THR-CBM | 11 | THR Route WA2 Quarterly vibration testing of primary sludge pumps | Primary Treatment, South Primary | THR-PRM-SOUTH | 4000000 | THR-PRM-P-2231 | Vibration testing and analysis of primary sludge pumpmotor bearings
THR-CBM | 11 | THR Route WA2 Quarterly vibration testing of primary sludge pumps | Primary Treatment, South Primary | THR-PRM-SOUTH | 7000000 | THR-PRM-P-2341 | Vibration testing and analysis of primary sludge pumpmotor bearings
THR-CBM | 11 | THR Route WA2 Quarterly vibration testing of primary sludge pumps | Primary Treatment, South Primary | THR-PRM-SOUTH | 5000000 | THR-PRM-P-2241 | Vibration testing and analysis of primary sludge pumpmotor bearings
THR-CBM | 14 | THR Route WA4 Quarterly vibration testing of FPW pumps | Filtered Plant Water, Pumps | THR-FPW-P | 2000000 | THR-FPW-P-0008 | Vibration testing and analysis of filtered plant water pumpmotor bearings
THR-CBM | 14 | THR Route WA4 Quarterly vibration testing of FPW pumps | Filtered Plant Water, Pumps | THR-FPW-P | 1000000 | THR-FPW-P-0007 | Vibration testing and analysis of filtered plant water pumpmotor bearings
THR-CBM | 14 | THR Route WA4 Quarterly vibration testing of FPW pumps | Filtered Plant Water, Pumps | THR-FPW-P | 4000000 | THR-FPW-P-0017 | Vibration testing and analysis of filtered plant water pumpmotor bearings
THR-CBM | 14 | THR Route WA4 Quarterly vibration testing of FPW pumps | Filtered Plant Water, Pumps | THR-FPW-P | 3000000 | THR-FPW-P-0009 | Vibration testing and analysis of filtered plant water pumpmotor bearings
THR-CBM | 17 | THR Route WA3 Quarterly vibration testing Aeration blowers and COGEN Fans | Aeration Blowers | THR-AER-BL | 3000000 | THR-AER-BL-1311 | Vibration testing and analysis of process air blower motor bearings
THR-CBM | 17 | THR Route WA3 Quarterly vibration testing Aeration blowers and COGEN Fans | Aeration Blowers | THR-AER-BL | 1000000 | THR-AER-BL-1111 | Vibration testing and analysis of process air blower motor bearings
THR-CBM | 17 | THR Route WA3 Quarterly vibration testing Aeration blowers and COGEN Fans | Aeration Blowers | THR-AER-BL | 4000000 | THR-AER-BL-1411 | Vibration testing and analysis of process air blower motor bearings
THR-CBM | 17 | THR Route WA3 Quarterly vibration testing Aeration blowers and COGEN Fans | Aeration Blowers | THR-AER-BL | 2000000 | THR-AER-BL-1211 | Vibration testing and analysis of process air blower motor bearings
THR-CBM | 17 | THR Route WA3 Quarterly vibration testing Aeration blowers and COGEN Fans | Aeration Blowers | THR-AER-BL | 8000000 | THR-AER-BL-1811 | Vibration testing and analysis of process air blower motor bearings
THR-CBM | 17 | THR Route WA3 Quarterly vibration testing Aeration blowers and COGEN Fans | Aeration Blowers | THR-AER-BL | 5000000 | THR-AER-BL-1511 | Vibration testing and analysis of process air blower motor bearings
THR-CBM | 17 | THR Route WA3 Quarterly vibration testing Aeration blowers and COGEN Fans | Aeration Blowers | THR-AER-BL | 9000000 | THR-AER-BL-1911 | Vibration testing and analysis of process air blower motor bearings
THR-CBM | 17 | THR Route WA3 Quarterly vibration testing Aeration blowers and COGEN Fans | Aeration Blowers | THR-AER-BL | 6000000 | THR-AER-BL-1611 | Vibration testing and analysis of process air blower motor bearings
THR-CBM | 17 | THR Route WA3 Quarterly vibration testing Aeration blowers and COGEN Fans | Aeration Blowers | THR-AER-BL | 7000000 | THR-AER-BL-1711 | Vibration testing and analysis of process air blower motor bearings
THR-CBM | 18 | THR Route WA4 Quarterly vibration testing of RAS pump and motor bearings | Final Tank, Return Activated Sludge Pumping | THR-FT-RAS-P | 2000000 | THR-FT-P-2321 | Vibration testing and analysis of RAS pumpmotor bearings
THR-CBM | 18 | THR Route WA4 Quarterly vibration testing of RAS pump and motor bearings | Final Tank, Return Activated Sludge Pumping | THR-FT-RAS-P | 1000000 | THR-FT-P-2320 | Vibration testing and analysis of RAS pumpmotor bearings
THR-CBM | 18 | THR Route WA4 Quarterly vibration testing of RAS pump and motor bearings | Final Tank, Return Activated Sludge Pumping | THR-FT-RAS-P | 3000000 | THR-FT-P-2322 | Vibration testing and analysis of RAS pumpmotor bearings
THR-CBM | 18 | THR Route WA4 Quarterly vibration testing of RAS pump and motor bearings | Final Tank, Return Activated Sludge Pumping | THR-FT-RAS-P | 5000000 | THR-FT-P-2520 | Vibration testing and analysis of RAS pumpmotor bearings
THR-CBM | 18 | THR Route WA4 Quarterly vibration testing of RAS pump and motor bearings | Final Tank, Return Activated Sludge Pumping | THR-FT-RAS-P | 4000000 | THR-FT-P-2324 | Vibration testing and analysis of RAS pumpmotor bearings
THR-CBM | 18 | THR Route WA4 Quarterly vibration testing of RAS pump and motor bearings | Final Tank, Return Activated Sludge Pumping | THR-FT-RAS-P | 8000000 | THR-FT-P-2523 | Vibration testing and analysis of RAS pumpmotor bearings
THR-CBM | 18 | THR Route WA4 Quarterly vibration testing of RAS pump and motor bearings | Final Tank, Return Activated Sludge Pumping | THR-FT-RAS-P | 6000000 | THR-FT-P-2521 | Vibration testing and analysis of RAS pumpmotor bearings
THR-CBM | 18 | THR Route WA4 Quarterly vibration testing of RAS pump and motor bearings | Final Tank, Return Activated Sludge Pumping | THR-FT-RAS-P | 9000000 | THR-FT-P-2524 | Vibration testing and analysis of RAS pumpmotor bearings
THR-CBM | 18 | THR Route WA4 Quarterly vibration testing of RAS pump and motor bearings | Final Tank, Return Activated Sludge Pumping | THR-FT-RAS-P | 7000000 | THR-FT-P-2522 | Vibration testing and analysis of RAS pumpmotor bearings
THR-CBM | 18 | THR Route WA4 Quarterly vibration testing of RAS pump and motor bearings | Final Tank, Return Activated Sludge Pumping | THR-FT-RAS-P | 10000000 | THR-FT-P-2620 | Vibration testing and analysis of RAS pumpmotor bearings
THR-CBM | 18 | THR Route WA4 Quarterly vibration testing of RAS pump and motor bearings | Final Tank, Return Activated Sludge Pumping | THR-FT-RAS-P | 11000000 | THR-FT-P-2621 | Vibration testing and analysis of RAS pumpmotor bearings
THR-CBM | 18 | THR Route WA4 Quarterly vibration testing of RAS pump and motor bearings | Final Tank, Return Activated Sludge Pumping | THR-FT-RAS-P | 12000000 | THR-FT-P-2622 | Vibration testing and analysis of RAS pumpmotor bearings
THR-CBM | 18 | THR Route WA4 Quarterly vibration testing of RAS pump and motor bearings | Final Tank, Return Activated Sludge Pumping | THR-FT-RAS-P | 13000000 | THR-FT-P-2623 | Vibration testing and analysis of RAS pumpmotor bearings
THR-CBM | 18 | THR Route WA4 Quarterly vibration testing of RAS pump and motor bearings | Final Tank, Return Activated Sludge Pumping | THR-FT-RAS-P | 14000000 | THR-FT-P-2624 | Vibration testing and analysis of RAS pumpmotor bearings
THR-CBM | 18 | THR Route WA4 Quarterly vibration testing of RAS pump and motor bearings | Final Tank, Return Activated Sludge Pumping | THR-FT-RAS-P | 21000000 | THR-FT-P-4402 | Vibration testing and analysis of RAS pumpmotor bearings
THR-CBM | 18 | THR Route WA4 Quarterly vibration testing of RAS pump and motor bearings | Final Tank, Return Activated Sludge Pumping | THR-FT-RAS-P | 15000000 | THR-FT-P-2720 | Vibration testing and analysis of RAS pumpmotor bearings
THR-CBM | 18 | THR Route WA4 Quarterly vibration testing of RAS pump and motor bearings | Final Tank, Return Activated Sludge Pumping | THR-FT-RAS-P | 22000000 | THR-FT-P-4403 | Vibration testing and analysis of RAS pumpmotor bearings
THR-CBM | 18 | THR Route WA4 Quarterly vibration testing of RAS pump and motor bearings | Final Tank, Return Activated Sludge Pumping | THR-FT-RAS-P | 16000000 | THR-FT-P-2721 | Vibration testing and analysis of RAS pumpmotor bearings
THR-CBM | 18 | THR Route WA4 Quarterly vibration testing of RAS pump and motor bearings | Final Tank, Return Activated Sludge Pumping | THR-FT-RAS-P | 17000000 | THR-FT-P-2722 | Vibration testing and analysis of RAS pumpmotor bearings
THR-CBM | 18 | THR Route WA4 Quarterly vibration testing of RAS pump and motor bearings | Final Tank, Return Activated Sludge Pumping | THR-FT-RAS-P | 18000000 | THR-FT-P-2723 | Vibration testing and analysis of RAS pumpmotor bearings
THR-CBM | 18 | THR Route WA4 Quarterly vibration testing of RAS pump and motor bearings | Final Tank, Return Activated Sludge Pumping | THR-FT-RAS-P | 19000000 | THR-FT-P-2724 | Vibration testing and analysis of RAS pumpmotor bearings
THR-CBM | 18 | THR Route WA4 Quarterly vibration testing of RAS pump and motor bearings | Final Tank, Return Activated Sludge Pumping | THR-FT-RAS-P | 20000000 | THR-FT-P-4401 | Vibration testing and analysis of RAS pumpmotor bearings
THR-CBM | 18 | THR Route WA4 Quarterly vibration testing of RAS pump and motor bearings | Final Tank, Return Activated Sludge Pumping | THR-FT-RAS-P | 23000000 | THR-FT-P-4404 | Vibration testing and analysis of RAS pumpmotor bearings
THR-CBM | 18 | THR Route WA4 Quarterly vibration testing of RAS pump and motor bearings | Final Tank, Return Activated Sludge Pumping | THR-FT-RAS-P | 24000000 | THR-FT-P-4405 | Vibration testing and analysis of RAS pumpmotor bearings
THR-CBM | 19 | THR Route WA4 Quarterly vibration testing of WAS pump and motor bearings | Final Tank, Waste Activated Sludge Pumping | THR-FT-WAS-P | 1000000 | THR-FT-P-4130 | Vibration testing and analysis of WAS pumpmotor bearings
THR-CBM | 19 | THR Route WA4 Quarterly vibration testing of WAS pump and motor bearings | Final Tank, Waste Activated Sludge Pumping | THR-FT-WAS-P | 10000000 | THR-FT-P-4504 | Vibration testing and analysis of WAS pumpmotor bearings
THR-CBM | 19 | THR Route WA4 Quarterly vibration testing of WAS pump and motor bearings | Final Tank, Waste Activated Sludge Pumping | THR-FT-WAS-P | 2000000 | THR-FT-P-4131 | Vibration testing and analysis of WAS pumpmotor bearings
THR-CBM | 19 | THR Route WA4 Quarterly vibration testing of WAS pump and motor bearings | Final Tank, Waste Activated Sludge Pumping | THR-FT-WAS-P | 3000000 | THR-FT-P-4140 | Vibration testing and analysis of WAS pumpmotor bearings
THR-CBM | 19 | THR Route WA4 Quarterly vibration testing of WAS pump and motor bearings | Final Tank, Waste Activated Sludge Pumping | THR-FT-WAS-P | 4000000 | THR-FT-P-4141 | Vibration testing and analysis of WAS pumpmotor bearings
THR-CBM | 19 | THR Route WA4 Quarterly vibration testing of WAS pump and motor bearings | Final Tank, Waste Activated Sludge Pumping | THR-FT-WAS-P | 5000000 | THR-FT-P-4150 | Vibration testing and analysis of WAS pumpmotor bearings
THR-CBM | 19 | THR Route WA4 Quarterly vibration testing of WAS pump and motor bearings | Final Tank, Waste Activated Sludge Pumping | THR-FT-WAS-P | 6000000 | THR-FT-P-4151 | Vibration testing and analysis of WAS pumpmotor bearings
THR-CBM | 19 | THR Route WA4 Quarterly vibration testing of WAS pump and motor bearings | Final Tank, Waste Activated Sludge Pumping | THR-FT-WAS-P | 7000000 | THR-FT-P-4501 | Vibration testing and analysis of WAS pumpmotor bearings
THR-CBM | 19 | THR Route WA4 Quarterly vibration testing of WAS pump and motor bearings | Final Tank, Waste Activated Sludge Pumping | THR-FT-WAS-P | 8000000 | THR-FT-P-4502 | Vibration testing and analysis of WAS pumpmotor bearings
THR-CBM | 19 | THR Route WA4 Quarterly vibration testing of WAS pump and motor bearings | Final Tank, Waste Activated Sludge Pumping | THR-FT-WAS-P | 9000000 | THR-FT-P-4503 | Vibration testing and analysis of WAS pumpmotor bearings
THR-CBM | 20 | THR Route WA3 Quarterly vibration testing of BioFilter Fan bearings. | Fan, Odourous Air, Biofilter | THR-OCS-FN | 1000000 | THR-OCS-FN-0040 | Vibration testing and analysis of BioFilter Fan bearings
THR-CBM | 20 | THR Route WA3 Quarterly vibration testing of BioFilter Fan bearings. | Fan, Odourous Air, Biofilter | THR-OCS-FN | 2000000 | THR-OCS-FN-0050 | Vibration testing and analysis of BioFilter Fan bearings
THR-CBM | 20 | THR Route WA3 Quarterly vibration testing of BioFilter Fan bearings. | Fan, Odourous Air, Biofilter | THR-OCS-FN | 3000000 | THR-OCS-FN-0060 | Vibration testing and analysis of BioFilter Fan bearings
THR-CBM | 20 | THR Route WA3 Quarterly vibration testing of BioFilter Fan bearings. | Fan, Odourous Air, Biofilter | THR-OCS-FN | 4000000 | THR-OCS-FN-0070 | Vibration testing and analysis of BioFilter Fan bearings
THR-CBM | 20 | THR Route WA3 Quarterly vibration testing of BioFilter Fan bearings. | Fan, Odourous Air, Biofilter | THR-OCS-FN | 6000000 | THR-OCS-FN-2210 | Vibration testing and analysis of BioFilter Fan bearings
THR-CBM | 20 | THR Route WA3 Quarterly vibration testing of BioFilter Fan bearings. | Fan, Odourous Air, Biofilter | THR-OCS-FN | 5000000 | THR-OCS-FN-2200 | Vibration testing and analysis of BioFilter Fan bearings
THR-CBM | 20 | THR Route WA3 Quarterly vibration testing of BioFilter Fan bearings. | Fan, Odourous Air, Biofilter | THR-OCS-FN | 7000000 | THR-OCS-FN-2220 | Vibration testing and analysis of BioFilter Fan bearings
THR-CBM | 20 | THR Route WA3 Quarterly vibration testing of BioFilter Fan bearings. | Fan, Odourous Air, Biofilter | THR-OCS-FN | 8000000 | THR-OCS-FN-2230 | Vibration testing and analysis of BioFilter Fan bearings
THR-CBM | 20 | THR Route WA3 Quarterly vibration testing of BioFilter Fan bearings. | Fan, Odourous Air, Biofilter | THR-OCS-FN | 9000000 | THR-OCS-FN-2240 | Vibration testing and analysis of BioFilter Fan bearings
THR-CG | 5 | Weekly-IMM Inspection of COGEN Air compressors | Co-Generation, Air Compressors | THR-CG-C | 1000000 | THR-CG-C-1301 | Weekly Checks as per Activity List for
THR-CG | 5 | Weekly-IMM Inspection of COGEN Air compressors | Co-Generation, Air Compressors | THR-CG-C | 2000000 | THR-CG-C-1302 | Weekly Checks as per Activity List for
THR-CG | 5 | Weekly-IMM Inspection of COGEN Air compressors | Co-Generation, Air Compressors | THR-CG-C | 3000000 | THR-CG-C-1303 | Weekly Checks as per Activity List for
THR-CG | 5 | Weekly-IMM Inspection of COGEN Air compressors | Co-Generation, Air Compressors | THR-CG-C | 4000000 | THR-CG-C-1304 | Weekly Checks as per Activity List for
THR-CG | 6 | 3M-IMM Inspection of COGEN Air Compressors | Co-Generation, Air Compressors | THR-CG-C | 1000000 | THR-CG-C-1301 | 3 Monthly checks as per Activity List for
THR-CG | 6 | 3M-IMM Inspection of COGEN Air Compressors | Co-Generation, Air Compressors | THR-CG-C | 2000000 | THR-CG-C-1302 | 3 Monthly checks as per Activity List for
THR-CG | 6 | 3M-IMM Inspection of COGEN Air Compressors | Co-Generation, Air Compressors | THR-CG-C | 3000000 | THR-CG-C-1303 | 3 Monthly checks as per Activity List for
THR-CG | 6 | 3M-IMM Inspection of COGEN Air Compressors | Co-Generation, Air Compressors | THR-CG-C | 4000000 | THR-CG-C-1304 | 3 Monthly checks as per Activity List for
THR-DCL | 3 | Weekly - EICT Dechlorination analyzer inspections (AS PER LIST OF ACTIVITIES) | Transmitter, Analyzer,Dechlorination | THR-DCL-AIT | 2000000 | THR-DCL-AIT-0600A | DCL Dechlorination Analyzer Inspections for
THR-DCL | 3 | Weekly - EICT Dechlorination analyzer inspections (AS PER LIST OF ACTIVITIES) | Transmitter, Analyzer,Dechlorination | THR-DCL-AIT | 1000000 | THR-DCL-AIT-0500A | DCL Dechlorination Analyzer Inspections for
THR-DCL | 3 | Weekly - EICT Dechlorination analyzer inspections (AS PER LIST OF ACTIVITIES) | Transmitter, Analyzer,Dechlorination | THR-DCL-AIT | 3000000 | THR-DCL-AIT-0600B | DCL Dechlorination Analyzer Inspections for
THR-DCL | 3 | Weekly - EICT Dechlorination analyzer inspections (AS PER LIST OF ACTIVITIES) | Transmitter, Analyzer,Dechlorination | THR-DCL-AIT | 4000000 | THR-DCL-AIT-0700A | DCL Dechlorination Analyzer Inspections for
THR-DCL | 3 | Weekly - EICT Dechlorination analyzer inspections (AS PER LIST OF ACTIVITIES) | Transmitter, Analyzer,Dechlorination | THR-DCL-AIT | 5000000 | THR-DCL-AIT-0700B | DCL Dechlorination Analyzer Inspections for
THR-DCL | 3 | Weekly - EICT Dechlorination analyzer inspections (AS PER LIST OF ACTIVITIES) | Transmitter, Analyzer,Dechlorination | THR-DCL-AIT | 7000000 | THR-DCL-AIT-0800B | DCL Dechlorination Analyzer Inspections for
THR-DCL | 3 | Weekly - EICT Dechlorination analyzer inspections (AS PER LIST OF ACTIVITIES) | Transmitter, Analyzer,Dechlorination | THR-DCL-AIT | 6000000 | THR-DCL-AIT-0800A | DCL Dechlorination Analyzer Inspections for
THR-DCL | 9 | 6 Months - Plant Technician Test the sodium bisulphite containment area level switch. | Switch, Level High, Containment Areas | THR-DCL-LSH | 1000000 | THR-DCL-LSH-0001 | Test the sodium bisulphite containment area level switch
THR-DCL | 9 | 6 Months - Plant Technician Test the sodium bisulphite containment area level switch. | Switch, Level High, Containment Areas | THR-DCL-LSH | 2000000 | THR-DCL-LSH-0002 | Test the sodium bisulphite containment area level switch
THR-DCL | 9 | 6 Months - Plant Technician Test the sodium bisulphite containment area level switch. | Switch, Level High, Containment Areas | THR-DCL-LSH | 3000000 | THR-DCL-LSH-0003 | Test the sodium bisulphite containment area level switch
THR-DCL | 10 | 6 Months - EICT Calibration check of sodium bisuphite feed room sensors | Transmitter, Analyzer Indication for SBS Pumps P-0100, 0200 | THR-DCL-AIT-0001 | 1000000 | THR-DCL-AIT-0002 | Calibration check of sodium bisulphite feed room sensors
THR-DCL | 10 | 6 Months - EICT Calibration check of sodium bisuphite feed room sensors | Transmitter, Analyzer Indication for SBS Pumps P-0100, 0200 | THR-DCL-AIT-0001 | 2000000 | THR-DCL-AIT-0001 | Calibration check of sodium bisulphite feed room sensors
THR-DCL | 11 | 1 Year - IMM Dechlorination chemical dosing pumps cleaning of sensor and valves | Pump, Dechlorination, Sample & Dosing | THR-DCL-P | 1000000 | THR-DCL-P-0100 | Verification check of the chemical dosing pump
THR-DCL | 11 | 1 Year - IMM Dechlorination chemical dosing pumps cleaning of sensor and valves | Pump, Dechlorination, Sample & Dosing | THR-DCL-P | 2000000 | THR-DCL-P-0200 | Verification check of the chemical dosing pump
THR-DCL | 11 | 1 Year - IMM Dechlorination chemical dosing pumps cleaning of sensor and valves | Pump, Dechlorination, Sample & Dosing | THR-DCL-P | 3000000 | THR-DCL-P-0600 | Verification check of the chemical dosing pump
THR-DCL | 11 | 1 Year - IMM Dechlorination chemical dosing pumps cleaning of sensor and valves | Pump, Dechlorination, Sample & Dosing | THR-DCL-P | 4000000 | THR-DCL-P-0700 | Verification check of the chemical dosing pump
THR-DCL | 14 | 1 Year - EICT Verification check of sodium bisulphite storage tank ultrasonic level transmitter | Tank, Containment and Storage, Sodium Bisulphite | THR-DCL-T | 2000000 | THR-DCL-LIT-0201 | Verification check of the sodium bisulphite storage tank ultrasonic level transmitter
THR-DCL | 14 | 1 Year - EICT Verification check of sodium bisulphite storage tank ultrasonic level transmitter | Tank, Containment and Storage, Sodium Bisulphite | THR-DCL-T | 1000000 | THR-DCL-LIT-0101 | Verification check of the sodium bisulphite storage tank ultrasonic level transmitter
THR-DCL | 15 | 1 Year - EICT Dosing pump high discharge pressure switch calibration | Switch, Pressure, High, NaSO3 Dosing Pumps | THR-DCL-PSH | 2000000 | THR-DCL-PSH-0201 | Pump high discharge pressure switch calibration
THR-DCL | 15 | 1 Year - EICT Dosing pump high discharge pressure switch calibration | Switch, Pressure, High, NaSO3 Dosing Pumps | THR-DCL-PSH | 1000000 | THR-DCL-PSH-0101 | Pump high discharge pressure switch calibration
THR-DCL | 15 | 1 Year - EICT Dosing pump high discharge pressure switch calibration | Switch, Pressure, High, NaSO3 Dosing Pumps | THR-DCL-PSH | 4000000 | THR-DCL-PSH-0401 | Pump high discharge pressure switch calibration
THR-DCL | 15 | 1 Year - EICT Dosing pump high discharge pressure switch calibration | Switch, Pressure, High, NaSO3 Dosing Pumps | THR-DCL-PSH | 3000000 | THR-DCL-PSH-0301 | Pump high discharge pressure switch calibration
THR-DCL | 15 | 1 Year - EICT Dosing pump high discharge pressure switch calibration | Switch, Pressure, High, NaSO3 Dosing Pumps | THR-DCL-PSH | 6000000 | THR-DCL-PSH-0601 | Pump high discharge pressure switch calibration
THR-DCL | 15 | 1 Year - EICT Dosing pump high discharge pressure switch calibration | Switch, Pressure, High, NaSO3 Dosing Pumps | THR-DCL-PSH | 5000000 | THR-DCL-PSH-0501 | Pump high discharge pressure switch calibration
THR-DCL | 15 | 1 Year - EICT Dosing pump high discharge pressure switch calibration | Switch, Pressure, High, NaSO3 Dosing Pumps | THR-DCL-PSH | 7000000 | THR-DCL-PSH-0701 | Pump high discharge pressure switch calibration
THR-DCL | 21 | 1 Year - EICT Check the operation of sodium bisulphite piping heat trace | Tank, Containment and Storage, Sodium Bisulphite | THR-DCL-T | 1000000 | THR-DCL-IIT-0101 | Check the operation of the sodium bisulphite system piping heat tracing
THR-DCL | 21 | 1 Year - EICT Check the operation of sodium bisulphite piping heat trace | Tank, Containment and Storage, Sodium Bisulphite | THR-DCL-T | 3000000 | THR-DCL-IIT-0201 | Check the operation of the sodium bisulphite system piping heat tracing
THR-DCL | 21 | 1 Year - EICT Check the operation of sodium bisulphite piping heat trace | Tank, Containment and Storage, Sodium Bisulphite | THR-DCL-T | 2000000 | THR-DCL-IIT-0103 | Check the operation of the sodium bisulphite system piping heat tracing
THR-DCL | 21 | 1 Year - EICT Check the operation of sodium bisulphite piping heat trace | Tank, Containment and Storage, Sodium Bisulphite | THR-DCL-T | 4000000 | THR-DCL-IIT-0203 | Check the operation of the sodium bisulphite system piping heat tracing
THR-DCL | 21 | 1 Year - EICT Check the operation of sodium bisulphite piping heat trace | Tank, Containment and Storage, Sodium Bisulphite | THR-DCL-T | 6000000 | THR-DCL-IIT-0401 | Check the operation of the sodium bisulphite system piping heat tracing
THR-DCL | 21 | 1 Year - EICT Check the operation of sodium bisulphite piping heat trace | Tank, Containment and Storage, Sodium Bisulphite | THR-DCL-T | 5000000 | THR-DCL-IIT-0301 | Check the operation of the sodium bisulphite system piping heat tracing
THR-DCL | 21 | 1 Year - EICT Check the operation of sodium bisulphite piping heat trace | Tank, Containment and Storage, Sodium Bisulphite | THR-DCL-T | 7000000 | THR-DCL-IIT-0501 | Check the operation of the sodium bisulphite system piping heat tracing
THR-DCL | 22 | 3 Months - IMM Cleaning & Visual inspection of Dosing and sample pumps Filters.(AS PER ACTIVITY LIST) | Pump, Dechlorination, Sample & Dosing | THR-DCL-P | 2000000 | THR-DCL-P-0200 | Perform cleaning visual Inspection of SBS dosing Pump Inlet Strainers for
THR-DCL | 22 | 3 Months - IMM Cleaning & Visual inspection of Dosing and sample pumps Filters.(AS PER ACTIVITY LIST) | Pump, Dechlorination, Sample & Dosing | THR-DCL-P | 1000000 | THR-DCL-P-0100 | Perform cleaning visual Inspection of SBS dosing Pump Inlet Strainers for
THR-DCL | 22 | 3 Months - IMM Cleaning & Visual inspection of Dosing and sample pumps Filters.(AS PER ACTIVITY LIST) | Pump, Dechlorination, Sample & Dosing | THR-DCL-P | 6000000 | THR-DCL-P-0600 | Perform cleaning visual Inspection of SBS dosing Pump Inlet Strainers for
THR-DCL | 22 | 3 Months - IMM Cleaning & Visual inspection of Dosing and sample pumps Filters.(AS PER ACTIVITY LIST) | Pump, Dechlorination, Sample & Dosing | THR-DCL-P | 3000000 | THR-DCL-P-0300 | Perform cleaning visual Inspection of SBS dosing Pump Inlet Strainers for
THR-DCL | 22 | 3 Months - IMM Cleaning & Visual inspection of Dosing and sample pumps Filters.(AS PER ACTIVITY LIST) | Pump, Dechlorination, Sample & Dosing | THR-DCL-P | 7000000 | THR-DCL-P-0700 | Perform cleaning visual Inspection of SBS dosing Pump Inlet Strainers for
THR-DCL | 22 | 3 Months - IMM Cleaning & Visual inspection of Dosing and sample pumps Filters.(AS PER ACTIVITY LIST) | Pump, Dechlorination, Sample & Dosing | THR-DCL-P | 4000000 | THR-DCL-P-0400 | Perform cleaning visual Inspection of SBS dosing Pump Inlet Strainers for
THR-DCL | 22 | 3 Months - IMM Cleaning & Visual inspection of Dosing and sample pumps Filters.(AS PER ACTIVITY LIST) | Pump, Dechlorination, Sample & Dosing | THR-DCL-P | 5000000 | THR-DCL-P-0500 | Perform cleaning visual Inspection of SBS dosing Pump Inlet Strainers for
THR-DIG | 3 | Plant technician-Monthly - Exercise the sludge recirculating valves (AS PER LIST OF ACTIVITIES) | Valve, Knife Gate, Inlet, Recirculating Sludge, Digester Tank 0100, Digester Tank 1-6 | THR-DIG-V-0100A | 5000000 | THR-DIG-V-0114 | Exercise the digester sludge recirculating valve
THR-DIG | 3 | Plant technician-Monthly - Exercise the sludge recirculating valves (AS PER LIST OF ACTIVITIES) | Valve, Knife Gate, Inlet, Recirculating Sludge, Digester Tank 0100, Digester Tank 1-6 | THR-DIG-V-0100A | 1000000 | THR-DIG-V-0100A | Exercise the digester sludge recirculating valve
THR-DIG | 3 | Plant technician-Monthly - Exercise the sludge recirculating valves (AS PER LIST OF ACTIVITIES) | Valve, Knife Gate, Inlet, Recirculating Sludge, Digester Tank 0100, Digester Tank 1-6 | THR-DIG-V-0100A | 2000000 | THR-DIG-V-0111 | Exercise the digester sludge recirculating valve
THR-DIG | 3 | Plant technician-Monthly - Exercise the sludge recirculating valves (AS PER LIST OF ACTIVITIES) | Valve, Knife Gate, Inlet, Recirculating Sludge, Digester Tank 0100, Digester Tank 1-6 | THR-DIG-V-0100A | 3000000 | THR-DIG-V-0112 | Exercise the digester sludge recirculating valve
THR-DIG | 3 | Plant technician-Monthly - Exercise the sludge recirculating valves (AS PER LIST OF ACTIVITIES) | Valve, Knife Gate, Inlet, Recirculating Sludge, Digester Tank 0100, Digester Tank 1-6 | THR-DIG-V-0100A | 4000000 | THR-DIG-V-0113 | Exercise the digester sludge recirculating valve
THR-DIG | 3 | Plant technician-Monthly - Exercise the sludge recirculating valves (AS PER LIST OF ACTIVITIES) | Valve, Knife Gate, Recirculating sludge, Digester Tank 0100, Digester Tank 1-6 | THR-DIG-V-0115 | 1000000 | THR-DIG-V-0115 | Exercise the digester sludge recirculating valve
THR-DIG | 3 | Plant technician-Monthly - Exercise the sludge recirculating valves (AS PER LIST OF ACTIVITIES) | Valve, Knife Gate, Recirculating sludge, Digester Tank 0100, Digester Tank 1-6 | THR-DIG-V-0115 | 2000000 | THR-DIG-V-0116 | Exercise the digester sludge recirculating valve
THR-DIG | 3 | Plant technician-Monthly - Exercise the sludge recirculating valves (AS PER LIST OF ACTIVITIES) | Valve, Knife Gate, Recirculating sludge, Digester Tank 0100, Digester Tank 1-6 | THR-DIG-V-0115 | 3000000 | THR-DIG-V-0117 | Exercise the digester sludge recirculating valve
THR-DIG | 3 | Plant technician-Monthly - Exercise the sludge recirculating valves (AS PER LIST OF ACTIVITIES) | Valve, Knife Gate, Recirculating sludge, Digester Tank 0100, Digester Tank 1-6 | THR-DIG-V-0115 | 4000000 | THR-DIG-V-0118 | Exercise the digester sludge recirculating valve
THR-DIG | 3 | Plant technician-Monthly - Exercise the sludge recirculating valves (AS PER LIST OF ACTIVITIES) | Valve, Knife Gate, Recirculating sludge, Digester Tank 0100, Digester Tank 1-6 | THR-DIG-V-0115 | 5000000 | THR-DIG-V-0119 | Exercise the digester sludge recirculating valve
THR-DIG | 3 | Plant technician-Monthly - Exercise the sludge recirculating valves (AS PER LIST OF ACTIVITIES) | Valve, Knife Gate, Recirculating sludge, Digester Tank 0100, Digester Tank 1-6 | THR-DIG-V-0115 | 6000000 | THR-DIG-V-0122 | Exercise the digester sludge recirculating valve
THR-DIG | 3 | Plant technician-Monthly - Exercise the sludge recirculating valves (AS PER LIST OF ACTIVITIES) | Valve, Knife Gate, Inlet, Recirculating Sludge, Digester Tank 0200, Digester Tank 1-6 Digesters 1-4 Gallery Mezzanine | THR-DIG-V-0200A | 1000000 | THR-DIG-V-0200A | Exercise the digester sludge recirculating valve
THR-DIG | 3 | Plant technician-Monthly - Exercise the sludge recirculating valves (AS PER LIST OF ACTIVITIES) | Valve, Knife Gate, Inlet, Recirculating Sludge, Digester Tank 0200, Digester Tank 1-6 Digesters 1-4 Gallery Mezzanine | THR-DIG-V-0200A | 2000000 | THR-DIG-V-0211 | Exercise the digester sludge recirculating valve
THR-DIG | 3 | Plant technician-Monthly - Exercise the sludge recirculating valves (AS PER LIST OF ACTIVITIES) | Valve, Knife Gate, Inlet, Recirculating Sludge, Digester Tank 0200, Digester Tank 1-6 Digesters 1-4 Gallery Mezzanine | THR-DIG-V-0200A | 3000000 | THR-DIG-V-0212 | Exercise the digester sludge recirculating valve
THR-DIG | 3 | Plant technician-Monthly - Exercise the sludge recirculating valves (AS PER LIST OF ACTIVITIES) | Valve, Knife Gate, Inlet, Recirculating Sludge, Digester Tank 0200, Digester Tank 1-6 Digesters 1-4 Gallery Mezzanine | THR-DIG-V-0200A | 4000000 | THR-DIG-V-0213 | Exercise the digester sludge recirculating valve
THR-DIG | 3 | Plant technician-Monthly - Exercise the sludge recirculating valves (AS PER LIST OF ACTIVITIES) | Valve, Knife Gate, Inlet, Recirculating Sludge, Digester Tank 0200, Digester Tank 1-6 Digesters 1-4 Gallery Mezzanine | THR-DIG-V-0200A | 5000000 | THR-DIG-V-0214 | Exercise the digester sludge recirculating valve
THR-DIG | 3 | Plant technician-Monthly - Exercise the sludge recirculating valves (AS PER LIST OF ACTIVITIES) | Valve, Knife Gate, Recirculating sludge, Digester Tank 0200, Digesters 1-4 Gallery Mezzanine | THR-DIG-V-0215 | 2000000 | THR-DIG-V-0216 | Exercise the digester sludge recirculating valve
THR-DIG | 3 | Plant technician-Monthly - Exercise the sludge recirculating valves (AS PER LIST OF ACTIVITIES) | Valve, Knife Gate, Recirculating sludge, Digester Tank 0200, Digesters 1-4 Gallery Mezzanine | THR-DIG-V-0215 | 4000000 | THR-DIG-V-0218 | Exercise the digester sludge recirculating valve
THR-DIG | 3 | Plant technician-Monthly - Exercise the sludge recirculating valves (AS PER LIST OF ACTIVITIES) | Valve, Knife Gate, Recirculating sludge, Digester Tank 0200, Digesters 1-4 Gallery Mezzanine | THR-DIG-V-0215 | 6000000 | THR-DIG-V-0222 | Exercise the digester sludge recirculating valve
THR-DIG | 3 | Plant technician-Monthly - Exercise the sludge recirculating valves (AS PER LIST OF ACTIVITIES) | Valve, Knife Gate, Recirculating sludge, Digester Tank 0200, Digesters 1-4 Gallery Mezzanine | THR-DIG-V-0215 | 1000000 | THR-DIG-V-0215 | Exercise the digester sludge recirculating valve
THR-DIG | 3 | Plant technician-Monthly - Exercise the sludge recirculating valves (AS PER LIST OF ACTIVITIES) | Valve, Knife Gate, Recirculating sludge, Digester Tank 0200, Digesters 1-4 Gallery Mezzanine | THR-DIG-V-0215 | 3000000 | THR-DIG-V-0217 | Exercise the digester sludge recirculating valve
THR-DIG | 3 | Plant technician-Monthly - Exercise the sludge recirculating valves (AS PER LIST OF ACTIVITIES) | Valve, Knife Gate, Recirculating sludge, Digester Tank 0200, Digesters 1-4 Gallery Mezzanine | THR-DIG-V-0215 | 5000000 | THR-DIG-V-0219 | Exercise the digester sludge recirculating valve
THR-DIG | 3 | Plant technician-Monthly - Exercise the sludge recirculating valves (AS PER LIST OF ACTIVITIES) | Valve, Knife Gate, Recirculating sludge, Digester Tank 0200, Digesters 1-4 Gallery Mezzanine | THR-DIG-V-0215 | 7000000 | THR-DIG-V-2620 | Exercise the digester sludge recirculating valve
THR-DIG | 3 | Plant technician-Monthly - Exercise the sludge recirculating valves (AS PER LIST OF ACTIVITIES) | Valve, Knife Gate, Inlet, Recirculating Sludge, Digester Tank 0300, Digesters 1-4 Gallery Mezzanine | THR-DIG-V-0300A | 1000000 | THR-DIG-V-0300A | Exercise the digester sludge recirculating valve
THR-DIG | 3 | Plant technician-Monthly - Exercise the sludge recirculating valves (AS PER LIST OF ACTIVITIES) | Valve, Knife Gate, Inlet, Recirculating Sludge, Digester Tank 0300, Digesters 1-4 Gallery Mezzanine | THR-DIG-V-0300A | 2000000 | THR-DIG-V-0311 | Exercise the digester sludge recirculating valve
THR-DIG | 3 | Plant technician-Monthly - Exercise the sludge recirculating valves (AS PER LIST OF ACTIVITIES) | Valve, Knife Gate, Inlet, Recirculating Sludge, Digester Tank 0300, Digesters 1-4 Gallery Mezzanine | THR-DIG-V-0300A | 5000000 | THR-DIG-V-0314 | Exercise the digester sludge recirculating valve
THR-DIG | 3 | Plant technician-Monthly - Exercise the sludge recirculating valves (AS PER LIST OF ACTIVITIES) | Valve, Knife Gate, Inlet, Recirculating Sludge, Digester Tank 0300, Digesters 1-4 Gallery Mezzanine | THR-DIG-V-0300A | 3000000 | THR-DIG-V-0312 | Exercise the digester sludge recirculating valve
THR-DIG | 3 | Plant technician-Monthly - Exercise the sludge recirculating valves (AS PER LIST OF ACTIVITIES) | Valve, Knife Gate, Inlet, Recirculating Sludge, Digester Tank 0300, Digesters 1-4 Gallery Mezzanine | THR-DIG-V-0300A | 4000000 | THR-DIG-V-0313 | Exercise the digester sludge recirculating valve
THR-DIG | 3 | Plant technician-Monthly - Exercise the sludge recirculating valves (AS PER LIST OF ACTIVITIES) | Valve, Knife Gate, Recirculating sludge, Digester Tank 0300, Digesters 1-4 Gallery Mezzanine | THR-DIG-V-0315 | 1000000 | THR-DIG-V-0315 | Exercise the digester sludge recirculating valve
THR-DIG | 3 | Plant technician-Monthly - Exercise the sludge recirculating valves (AS PER LIST OF ACTIVITIES) | Valve, Knife Gate, Recirculating sludge, Digester Tank 0300, Digesters 1-4 Gallery Mezzanine | THR-DIG-V-0315 | 4000000 | THR-DIG-V-0318 | Exercise the digester sludge recirculating valve
THR-DIG | 3 | Plant technician-Monthly - Exercise the sludge recirculating valves (AS PER LIST OF ACTIVITIES) | Valve, Knife Gate, Recirculating sludge, Digester Tank 0300, Digesters 1-4 Gallery Mezzanine | THR-DIG-V-0315 | 5000000 | THR-DIG-V-0319 | Exercise the digester sludge recirculating valve
THR-DIG | 3 | Plant technician-Monthly - Exercise the sludge recirculating valves (AS PER LIST OF ACTIVITIES) | Valve, Knife Gate, Recirculating sludge, Digester Tank 0300, Digesters 1-4 Gallery Mezzanine | THR-DIG-V-0315 | 2000000 | THR-DIG-V-0316 | Exercise the digester sludge recirculating valve
THR-DIG | 3 | Plant technician-Monthly - Exercise the sludge recirculating valves (AS PER LIST OF ACTIVITIES) | Valve, Knife Gate, Recirculating sludge, Digester Tank 0300, Digesters 1-4 Gallery Mezzanine | THR-DIG-V-0315 | 3000000 | THR-DIG-V-0317 | Exercise the digester sludge recirculating valve
THR-DIG | 3 | Plant technician-Monthly - Exercise the sludge recirculating valves (AS PER LIST OF ACTIVITIES) | Valve, Knife Gate, Recirculating sludge, Digester Tank 0300, Digesters 1-4 Gallery Mezzanine | THR-DIG-V-0315 | 6000000 | THR-DIG-V-0322 | Exercise the digester sludge recirculating valve
THR-DIG | 3 | Plant technician-Monthly - Exercise the sludge recirculating valves (AS PER LIST OF ACTIVITIES) | Valve, Knife Gate, Inlet, Recirculating Sludge, Digester Tank 0500, Digester Tank 1-6 | THR-DIG-V-0500A | 1000000 | THR-DIG-V-0500A | Exercise the digester sludge recirculating valve
THR-DIG | 3 | Plant technician-Monthly - Exercise the sludge recirculating valves (AS PER LIST OF ACTIVITIES) | Valve, Knife Gate, Inlet, Recirculating Sludge, Digester Tank 0500, Digester Tank 1-6 | THR-DIG-V-0500A | 2000000 | THR-DIG-V-0511 | Exercise the digester sludge recirculating valve
THR-DIG | 3 | Plant technician-Monthly - Exercise the sludge recirculating valves (AS PER LIST OF ACTIVITIES) | Valve, Knife Gate, Inlet, Recirculating Sludge, Digester Tank 0500, Digester Tank 1-6 | THR-DIG-V-0500A | 4000000 | THR-DIG-V-0513 | Exercise the digester sludge recirculating valve
THR-DIG | 3 | Plant technician-Monthly - Exercise the sludge recirculating valves (AS PER LIST OF ACTIVITIES) | Valve, Knife Gate, Inlet, Recirculating Sludge, Digester Tank 0500, Digester Tank 1-6 | THR-DIG-V-0500A | 3000000 | THR-DIG-V-0512 | Exercise the digester sludge recirculating valve
THR-DIG | 3 | Plant technician-Monthly - Exercise the sludge recirculating valves (AS PER LIST OF ACTIVITIES) | Valve, Knife Gate, Inlet, Recirculating Sludge, Digester Tank 0500, Digester Tank 1-6 | THR-DIG-V-0500A | 5000000 | THR-DIG-V-0514 | Exercise the digester sludge recirculating valve
THR-DIG | 3 | Plant technician-Monthly - Exercise the sludge recirculating valves (AS PER LIST OF ACTIVITIES) | Valve, Knife Gate, Recirculating sludge, Digester Tank 0500, Digester Tank 1-6 | THR-DIG-V-0515 | 1000000 | THR-DIG-V-0515 | Exercise the digester sludge recirculating valve
THR-DIG | 3 | Plant technician-Monthly - Exercise the sludge recirculating valves (AS PER LIST OF ACTIVITIES) | Valve, Knife Gate, Recirculating sludge, Digester Tank 0500, Digester Tank 1-6 | THR-DIG-V-0515 | 2000000 | THR-DIG-V-0516 | Exercise the digester sludge recirculating valve
THR-DIG | 3 | Plant technician-Monthly - Exercise the sludge recirculating valves (AS PER LIST OF ACTIVITIES) | Valve, Knife Gate, Recirculating sludge, Digester Tank 0500, Digester Tank 1-6 | THR-DIG-V-0515 | 3000000 | THR-DIG-V-0517 | Exercise the digester sludge recirculating valve
THR-DIG | 3 | Plant technician-Monthly - Exercise the sludge recirculating valves (AS PER LIST OF ACTIVITIES) | Valve, Knife Gate, Recirculating sludge, Digester Tank 0500, Digester Tank 1-6 | THR-DIG-V-0515 | 5000000 | THR-DIG-V-0519 | Exercise the digester sludge recirculating valve
THR-DIG | 3 | Plant technician-Monthly - Exercise the sludge recirculating valves (AS PER LIST OF ACTIVITIES) | Valve, Knife Gate, Recirculating sludge, Digester Tank 0500, Digester Tank 1-6 | THR-DIG-V-0515 | 6000000 | THR-DIG-V-0522 | Exercise the digester sludge recirculating valve
THR-DIG | 3 | Plant technician-Monthly - Exercise the sludge recirculating valves (AS PER LIST OF ACTIVITIES) | Valve, Knife Gate, Recirculating sludge, Digester Tank 0500, Digester Tank 1-6 | THR-DIG-V-0515 | 4000000 | THR-DIG-V-0518 | Exercise the digester sludge recirculating valve
THR-DIG | 4 | Plant technician-Monthly -Exercise the digester sampling and routing valves (AS PER ACTIVITY LIST) | Digester Sampling Valves Tanks 1-6 | THR-DIG-V-SP1 | 2000000 | THR-DIG-V-6102 | Exercise the digester routing sampling valve
THR-DIG | 4 | Plant technician-Monthly -Exercise the digester sampling and routing valves (AS PER ACTIVITY LIST) | Digester Sampling Valves Tanks 1-6 | THR-DIG-V-SP1 | 1000000 | THR-THK-V-8122B | Exercise the digester routing sampling valve
THR-DIG | 4 | Plant technician-Monthly -Exercise the digester sampling and routing valves (AS PER ACTIVITY LIST) | Digester Sampling Valves Tanks 1-6 | THR-DIG-V-SP1 | 3000000 | THR-DIG-V-6110 | Exercise the digester routing sampling valve
THR-DIG | 4 | Plant technician-Monthly -Exercise the digester sampling and routing valves (AS PER ACTIVITY LIST) | Digester Sampling Valves Tanks 1-6 | THR-DIG-V-SP1 | 4000000 | THR-DIG-V-6111 | Exercise the digester routing sampling valve
THR-DIG | 4 | Plant technician-Monthly -Exercise the digester sampling and routing valves (AS PER ACTIVITY LIST) | Digester Sampling Valves Tanks 1-6 | THR-DIG-V-SP1 | 6000000 | THR-DIG-V-6113 | Exercise the digester routing sampling valve
THR-DIG | 4 | Plant technician-Monthly -Exercise the digester sampling and routing valves (AS PER ACTIVITY LIST) | Digester Sampling Valves Tanks 1-6 | THR-DIG-V-SP1 | 5000000 | THR-DIG-V-6112 | Exercise the digester routing sampling valve
THR-DIG | 4 | Plant technician-Monthly -Exercise the digester sampling and routing valves (AS PER ACTIVITY LIST) | Digester Sampling Valves Tanks 1-6 | THR-DIG-V-SP1 | 7000000 | THR-DIG-V-6114 | Exercise the digester routing sampling valve
THR-DIG | 4 | Plant technician-Monthly -Exercise the digester sampling and routing valves (AS PER ACTIVITY LIST) | Digester Sampling Valves Tanks 1-6 | THR-DIG-V-SP1 | 8000000 | THR-DIG-V-6115 | Exercise the digester routing sampling valve
THR-DIG | 4 | Plant technician-Monthly -Exercise the digester sampling and routing valves (AS PER ACTIVITY LIST) | Digester Sampling Valves Tanks 1-6 | THR-DIG-V-SP1 | 9000000 | THR-DIG-V-6201A | Exercise the digester routing sampling valve
THR-DIG | 4 | Plant technician-Monthly -Exercise the digester sampling and routing valves (AS PER ACTIVITY LIST) | Digester Sampling Valves Tanks 1-6 | THR-DIG-V-SP1 | 17000000 | THR-DIG-V-6301A | Exercise the digester routing sampling valve
THR-DIG | 4 | Plant technician-Monthly -Exercise the digester sampling and routing valves (AS PER ACTIVITY LIST) | Digester Sampling Valves Tanks 1-6 | THR-DIG-V-SP1 | 10000000 | THR-DIG-V-6202 | Exercise the digester routing sampling valve
THR-DIG | 4 | Plant technician-Monthly -Exercise the digester sampling and routing valves (AS PER ACTIVITY LIST) | Digester Sampling Valves Tanks 1-6 | THR-DIG-V-SP1 | 18000000 | THR-DIG-V-6302 | Exercise the digester routing sampling valve
THR-DIG | 4 | Plant technician-Monthly -Exercise the digester sampling and routing valves (AS PER ACTIVITY LIST) | Digester Sampling Valves Tanks 1-6 | THR-DIG-V-SP1 | 11000000 | THR-DIG-V-6210 | Exercise the digester routing sampling valve
THR-DIG | 4 | Plant technician-Monthly -Exercise the digester sampling and routing valves (AS PER ACTIVITY LIST) | Digester Sampling Valves Tanks 1-6 | THR-DIG-V-SP1 | 20000000 | THR-DIG-V-6311 | Exercise the digester routing sampling valve
THR-DIG | 4 | Plant technician-Monthly -Exercise the digester sampling and routing valves (AS PER ACTIVITY LIST) | Digester Sampling Valves Tanks 1-6 | THR-DIG-V-SP1 | 12000000 | THR-DIG-V-6211 | Exercise the digester routing sampling valve
THR-DIG | 4 | Plant technician-Monthly -Exercise the digester sampling and routing valves (AS PER ACTIVITY LIST) | Digester Sampling Valves Tanks 1-6 | THR-DIG-V-SP1 | 22000000 | THR-DIG-V-6313 | Exercise the digester routing sampling valve
THR-DIG | 4 | Plant technician-Monthly -Exercise the digester sampling and routing valves (AS PER ACTIVITY LIST) | Digester Sampling Valves Tanks 1-6 | THR-DIG-V-SP1 | 13000000 | THR-DIG-V-6212 | Exercise the digester routing sampling valve
THR-DIG | 4 | Plant technician-Monthly -Exercise the digester sampling and routing valves (AS PER ACTIVITY LIST) | Digester Sampling Valves Tanks 1-6 | THR-DIG-V-SP1 | 24000000 | THR-DIG-V-6315 | Exercise the digester routing sampling valve
THR-DIG | 4 | Plant technician-Monthly -Exercise the digester sampling and routing valves (AS PER ACTIVITY LIST) | Digester Sampling Valves Tanks 1-6 | THR-DIG-V-SP1 | 14000000 | THR-DIG-V-6213 | Exercise the digester routing sampling valve
THR-DIG | 4 | Plant technician-Monthly -Exercise the digester sampling and routing valves (AS PER ACTIVITY LIST) | Digester Sampling Valves Tanks 1-6 | THR-DIG-V-SP1 | 27000000 | THR-DIG-V-6410 | Exercise the digester routing sampling valve
THR-DIG | 4 | Plant technician-Monthly -Exercise the digester sampling and routing valves (AS PER ACTIVITY LIST) | Digester Sampling Valves Tanks 1-6 | THR-DIG-V-SP1 | 15000000 | THR-DIG-V-6214 | Exercise the digester routing sampling valve
THR-DIG | 4 | Plant technician-Monthly -Exercise the digester sampling and routing valves (AS PER ACTIVITY LIST) | Digester Sampling Valves Tanks 1-6 | THR-DIG-V-SP1 | 32000000 | THR-DIG-V-6415 | Exercise the digester routing sampling valve
THR-DIG | 4 | Plant technician-Monthly -Exercise the digester sampling and routing valves (AS PER ACTIVITY LIST) | Digester Sampling Valves Tanks 1-6 | THR-DIG-V-SP1 | 16000000 | THR-DIG-V-6215 | Exercise the digester routing sampling valve
THR-DIG | 4 | Plant technician-Monthly -Exercise the digester sampling and routing valves (AS PER ACTIVITY LIST) | Digester Sampling Valves Tanks 1-6 | THR-DIG-V-SP1 | 33000000 | THR-DIG-V-6501A | Exercise the digester routing sampling valve
THR-DIG | 4 | Plant technician-Monthly -Exercise the digester sampling and routing valves (AS PER ACTIVITY LIST) | Digester Sampling Valves Tanks 1-6 | THR-DIG-V-SP1 | 19000000 | THR-DIG-V-6310 | Exercise the digester routing sampling valve
THR-DIG | 4 | Plant technician-Monthly -Exercise the digester sampling and routing valves (AS PER ACTIVITY LIST) | Digester Sampling Valves Tanks 1-6 | THR-DIG-V-SP1 | 34000000 | THR-DIG-V-6503 | Exercise the digester routing sampling valve
THR-DIG | 4 | Plant technician-Monthly -Exercise the digester sampling and routing valves (AS PER ACTIVITY LIST) | Digester Sampling Valves Tanks 1-6 | THR-DIG-V-SP1 | 21000000 | THR-DIG-V-6312 | Exercise the digester routing sampling valve
THR-DIG | 4 | Plant technician-Monthly -Exercise the digester sampling and routing valves (AS PER ACTIVITY LIST) | Digester Sampling Valves Tanks 1-6 | THR-DIG-V-SP1 | 35000000 | THR-DIG-V-6510 | Exercise the digester routing sampling valve
THR-DIG | 4 | Plant technician-Monthly -Exercise the digester sampling and routing valves (AS PER ACTIVITY LIST) | Digester Sampling Valves Tanks 1-6 | THR-DIG-V-SP1 | 23000000 | THR-DIG-V-6314 | Exercise the digester routing sampling valve
THR-DIG | 4 | Plant technician-Monthly -Exercise the digester sampling and routing valves (AS PER ACTIVITY LIST) | Digester Sampling Valves Tanks 1-6 | THR-DIG-V-SP1 | 38000000 | THR-DIG-V-6513 | Exercise the digester routing sampling valve
THR-DIG | 4 | Plant technician-Monthly -Exercise the digester sampling and routing valves (AS PER ACTIVITY LIST) | Digester Sampling Valves Tanks 1-6 | THR-DIG-V-SP1 | 25000000 | THR-DIG-V-6401A | Exercise the digester routing sampling valve
THR-DIG | 4 | Plant technician-Monthly -Exercise the digester sampling and routing valves (AS PER ACTIVITY LIST) | Digester Sampling Valves Tanks 1-6 | THR-DIG-V-SP1 | 41000000 | THR-DIG-V-6601A | Exercise the digester routing sampling valve
THR-DIG | 4 | Plant technician-Monthly -Exercise the digester sampling and routing valves (AS PER ACTIVITY LIST) | Digester Sampling Valves Tanks 1-6 | THR-DIG-V-SP1 | 26000000 | THR-DIG-V-6402 | Exercise the digester routing sampling valve
THR-DIG | 4 | Plant technician-Monthly -Exercise the digester sampling and routing valves (AS PER ACTIVITY LIST) | Digester Sampling Valves Tanks 1-6 | THR-DIG-V-SP1 | 42000000 | THR-DIG-V-6603 | Exercise the digester routing sampling valve
THR-DIG | 4 | Plant technician-Monthly -Exercise the digester sampling and routing valves (AS PER ACTIVITY LIST) | Digester Sampling Valves Tanks 1-6 | THR-DIG-V-SP1 | 28000000 | THR-DIG-V-6411 | Exercise the digester routing sampling valve
THR-DIG | 4 | Plant technician-Monthly -Exercise the digester sampling and routing valves (AS PER ACTIVITY LIST) | Digester Sampling Valves Tanks 1-6 | THR-DIG-V-SP1 | 45000000 | THR-DIG-V-6612 | Exercise the digester routing sampling valve
THR-DIG | 4 | Plant technician-Monthly -Exercise the digester sampling and routing valves (AS PER ACTIVITY LIST) | Digester Sampling Valves Tanks 1-6 | THR-DIG-V-SP1 | 29000000 | THR-DIG-V-6412 | Exercise the digester routing sampling valve
THR-DIG | 4 | Plant technician-Monthly -Exercise the digester sampling and routing valves (AS PER ACTIVITY LIST) | Digester Sampling Valves Tanks 1-6 | THR-DIG-V-SP1 | 46000000 | THR-DIG-V-6613 | Exercise the digester routing sampling valve
THR-DIG | 4 | Plant technician-Monthly -Exercise the digester sampling and routing valves (AS PER ACTIVITY LIST) | Digester Sampling Valves Tanks 1-6 | THR-DIG-V-SP1 | 30000000 | THR-DIG-V-6413 | Exercise the digester routing sampling valve
THR-DIG | 4 | Plant technician-Monthly -Exercise the digester sampling and routing valves (AS PER ACTIVITY LIST) | Digester Sampling Valves Tanks 1-6 | THR-DIG-V-SP1 | 31000000 | THR-DIG-V-6414 | Exercise the digester routing sampling valve
THR-DIG | 4 | Plant technician-Monthly -Exercise the digester sampling and routing valves (AS PER ACTIVITY LIST) | Digester Sampling Valves Tanks 1-6 | THR-DIG-V-SP1 | 36000000 | THR-DIG-V-6511 | Exercise the digester routing sampling valve
THR-DIG | 4 | Plant technician-Monthly -Exercise the digester sampling and routing valves (AS PER ACTIVITY LIST) | Digester Sampling Valves Tanks 1-6 | THR-DIG-V-SP1 | 37000000 | THR-DIG-V-6512 | Exercise the digester routing sampling valve
THR-DIG | 4 | Plant technician-Monthly -Exercise the digester sampling and routing valves (AS PER ACTIVITY LIST) | Digester Sampling Valves Tanks 1-6 | THR-DIG-V-SP1 | 39000000 | THR-DIG-V-6514 | Exercise the digester routing sampling valve
THR-DIG | 4 | Plant technician-Monthly -Exercise the digester sampling and routing valves (AS PER ACTIVITY LIST) | Digester Sampling Valves Tanks 1-6 | THR-DIG-V-SP1 | 40000000 | THR-DIG-V-6515 | Exercise the digester routing sampling valve
THR-DIG | 4 | Plant technician-Monthly -Exercise the digester sampling and routing valves (AS PER ACTIVITY LIST) | Digester Sampling Valves Tanks 1-6 | THR-DIG-V-SP1 | 43000000 | THR-DIG-V-6610 | Exercise the digester routing sampling valve
THR-DIG | 4 | Plant technician-Monthly -Exercise the digester sampling and routing valves (AS PER ACTIVITY LIST) | Digester Sampling Valves Tanks 1-6 | THR-DIG-V-SP1 | 44000000 | THR-DIG-V-6611 | Exercise the digester routing sampling valve
THR-DIG | 4 | Plant technician-Monthly -Exercise the digester sampling and routing valves (AS PER ACTIVITY LIST) | Digester Sampling Valves Tanks 1-6 | THR-DIG-V-SP1 | 47000000 | THR-DIG-V-6614 | Exercise the digester routing sampling valve
THR-DIG | 4 | Plant technician-Monthly -Exercise the digester sampling and routing valves (AS PER ACTIVITY LIST) | Digester Sampling Valves Tanks 1-6 | THR-DIG-V-SP1 | 48000000 | THR-DIG-V-6615 | Exercise the digester routing sampling valve
THR-DIG | 4 | Plant technician-Monthly -Exercise the digester sampling and routing valves (AS PER ACTIVITY LIST) | Digester Sampling Valves Tanks 7-10 | THR-DIG-V-SP7 | 1000000 | THR-THK-V-8122A | Exercise the digester sampling and valves
THR-DIG | 4 | Plant technician-Monthly -Exercise the digester sampling and routing valves (AS PER ACTIVITY LIST) | Digester Sampling Valves Tanks 7-10 | THR-DIG-V-SP7 | 4000000 | THR-DIG-V-0709A | Exercise the digester sampling and valves
THR-DIG | 4 | Plant technician-Monthly -Exercise the digester sampling and routing valves (AS PER ACTIVITY LIST) | Digester Sampling Valves Tanks 7-10 | THR-DIG-V-SP7 | 6000000 | THR-DIG-V-0710A | Exercise the digester sampling and valves
THR-DIG | 4 | Plant technician-Monthly -Exercise the digester sampling and routing valves (AS PER ACTIVITY LIST) | Digester Sampling Valves Tanks 7-10 | THR-DIG-V-SP7 | 7000000 | THR-DIG-V-0711 | Exercise the digester sampling and valves
THR-DIG | 4 | Plant technician-Monthly -Exercise the digester sampling and routing valves (AS PER ACTIVITY LIST) | Digester Sampling Valves Tanks 7-10 | THR-DIG-V-SP7 | 9000000 | THR-DIG-V-0712 | Exercise the digester sampling and valves
THR-DIG | 4 | Plant technician-Monthly -Exercise the digester sampling and routing valves (AS PER ACTIVITY LIST) | Digester Sampling Valves Tanks 7-10 | THR-DIG-V-SP7 | 14000000 | THR-DIG-V-0808 | Exercise the digester sampling and valves
THR-DIG | 4 | Plant technician-Monthly -Exercise the digester sampling and routing valves (AS PER ACTIVITY LIST) | Digester Sampling Valves Tanks 7-10 | THR-DIG-V-SP7 | 15000000 | THR-DIG-V-0808A | Exercise the digester sampling and valves
THR-DIG | 4 | Plant technician-Monthly -Exercise the digester sampling and routing valves (AS PER ACTIVITY LIST) | Digester Sampling Valves Tanks 7-10 | THR-DIG-V-SP7 | 18000000 | THR-DIG-V-0810 | Exercise the digester sampling and valves
THR-DIG | 4 | Plant technician-Monthly -Exercise the digester sampling and routing valves (AS PER ACTIVITY LIST) | Digester Sampling Valves Tanks 7-10 | THR-DIG-V-SP7 | 19000000 | THR-DIG-V-0810A | Exercise the digester sampling and valves
THR-DIG | 4 | Plant technician-Monthly -Exercise the digester sampling and routing valves (AS PER ACTIVITY LIST) | Digester Sampling Valves Tanks 7-10 | THR-DIG-V-SP7 | 24000000 | THR-DIG-V-0813 | Exercise the digester sampling and valves
THR-DIG | 4 | Plant technician-Monthly -Exercise the digester sampling and routing valves (AS PER ACTIVITY LIST) | Digester Sampling Valves Tanks 7-10 | THR-DIG-V-SP7 | 2000000 | THR-DIG-V-0708A | Exercise the digester sampling and valves
THR-DIG | 4 | Plant technician-Monthly -Exercise the digester sampling and routing valves (AS PER ACTIVITY LIST) | Digester Sampling Valves Tanks 7-10 | THR-DIG-V-SP7 | 25000000 | THR-DIG-V-0815 | Exercise the digester sampling and valves
THR-DIG | 4 | Plant technician-Monthly -Exercise the digester sampling and routing valves (AS PER ACTIVITY LIST) | Digester Sampling Valves Tanks 7-10 | THR-DIG-V-SP7 | 3000000 | THR-THK-P-8131 | Exercise the digester sampling and valves
THR-DIG | 4 | Plant technician-Monthly -Exercise the digester sampling and routing valves (AS PER ACTIVITY LIST) | Digester Sampling Valves Tanks 7-10 | THR-DIG-V-SP7 | 27000000 | THR-DIG-V-0817 | Exercise the digester sampling and valves
THR-DIG | 4 | Plant technician-Monthly -Exercise the digester sampling and routing valves (AS PER ACTIVITY LIST) | Digester Sampling Valves Tanks 7-10 | THR-DIG-V-SP7 | 5000000 | THR-DIG-V-0710 | Exercise the digester sampling and valves
THR-DIG | 4 | Plant technician-Monthly -Exercise the digester sampling and routing valves (AS PER ACTIVITY LIST) | Digester Sampling Valves Tanks 7-10 | THR-DIG-V-SP7 | 36000000 | THR-DIG-V-0917 | Exercise the digester sampling and valves
THR-DIG | 4 | Plant technician-Monthly -Exercise the digester sampling and routing valves (AS PER ACTIVITY LIST) | Digester Sampling Valves Tanks 7-10 | THR-DIG-V-SP7 | 8000000 | THR-DIG-V-0711A | Exercise the digester sampling and valves
THR-DIG | 4 | Plant technician-Monthly -Exercise the digester sampling and routing valves (AS PER ACTIVITY LIST) | Digester Sampling Valves Tanks 7-10 | THR-DIG-V-SP7 | 37000000 | THR-DIG-V-1008A | Exercise the digester sampling and valves
THR-DIG | 4 | Plant technician-Monthly -Exercise the digester sampling and routing valves (AS PER ACTIVITY LIST) | Digester Sampling Valves Tanks 7-10 | THR-DIG-V-SP7 | 10000000 | THR-DIG-V-0712A | Exercise the digester sampling and valves
THR-DIG | 4 | Plant technician-Monthly -Exercise the digester sampling and routing valves (AS PER ACTIVITY LIST) | Digester Sampling Valves Tanks 7-10 | THR-DIG-V-SP7 | 38000000 | THR-DIG-V-1009A | Exercise the digester sampling and valves
THR-DIG | 4 | Plant technician-Monthly -Exercise the digester sampling and routing valves (AS PER ACTIVITY LIST) | Digester Sampling Valves Tanks 7-10 | THR-DIG-V-SP7 | 11000000 | THR-DIG-V-0713 | Exercise the digester sampling and valves
THR-DIG | 4 | Plant technician-Monthly -Exercise the digester sampling and routing valves (AS PER ACTIVITY LIST) | Digester Sampling Valves Tanks 7-10 | THR-DIG-V-SP7 | 39000000 | THR-DIG-V-1010A | Exercise the digester sampling and valves
THR-DIG | 4 | Plant technician-Monthly -Exercise the digester sampling and routing valves (AS PER ACTIVITY LIST) | Digester Sampling Valves Tanks 7-10 | THR-DIG-V-SP7 | 12000000 | THR-DIG-V-0716 | Exercise the digester sampling and valves
THR-DIG | 4 | Plant technician-Monthly -Exercise the digester sampling and routing valves (AS PER ACTIVITY LIST) | Digester Sampling Valves Tanks 7-10 | THR-DIG-V-SP7 | 44000000 | THR-DIG-V-1015 | Exercise the digester sampling and valves
THR-DIG | 4 | Plant technician-Monthly -Exercise the digester sampling and routing valves (AS PER ACTIVITY LIST) | Digester Sampling Valves Tanks 7-10 | THR-DIG-V-SP7 | 13000000 | THR-DIG-V-0717 | Exercise the digester sampling and valves
THR-DIG | 4 | Plant technician-Monthly -Exercise the digester sampling and routing valves (AS PER ACTIVITY LIST) | Digester Sampling Valves Tanks 7-10 | THR-DIG-V-SP7 | 45000000 | THR-DIG-V-1016 | Exercise the digester sampling and valves
THR-DIG | 4 | Plant technician-Monthly -Exercise the digester sampling and routing valves (AS PER ACTIVITY LIST) | Digester Sampling Valves Tanks 7-10 | THR-DIG-V-SP7 | 16000000 | THR-DIG-V-0809 | Exercise the digester sampling and valves
THR-DIG | 4 | Plant technician-Monthly -Exercise the digester sampling and routing valves (AS PER ACTIVITY LIST) | Digester Sampling Valves Tanks 7-10 | THR-DIG-V-SP7 | 17000000 | THR-DIG-V-0809A | Exercise the digester sampling and valves
THR-DIG | 4 | Plant technician-Monthly -Exercise the digester sampling and routing valves (AS PER ACTIVITY LIST) | Digester Sampling Valves Tanks 7-10 | THR-DIG-V-SP7 | 20000000 | THR-DIG-V-0811 | Exercise the digester sampling and valves
THR-DIG | 4 | Plant technician-Monthly -Exercise the digester sampling and routing valves (AS PER ACTIVITY LIST) | Digester Sampling Valves Tanks 7-10 | THR-DIG-V-SP7 | 21000000 | THR-DIG-V-0811A | Exercise the digester sampling and valves
THR-DIG | 4 | Plant technician-Monthly -Exercise the digester sampling and routing valves (AS PER ACTIVITY LIST) | Digester Sampling Valves Tanks 7-10 | THR-DIG-V-SP7 | 22000000 | THR-DIG-V-0812 | Exercise the digester sampling and valves
THR-DIG | 4 | Plant technician-Monthly -Exercise the digester sampling and routing valves (AS PER ACTIVITY LIST) | Digester Sampling Valves Tanks 7-10 | THR-DIG-V-SP7 | 23000000 | THR-DIG-V-0812A | Exercise the digester sampling and valves
THR-DIG | 4 | Plant technician-Monthly -Exercise the digester sampling and routing valves (AS PER ACTIVITY LIST) | Digester Sampling Valves Tanks 7-10 | THR-DIG-V-SP7 | 26000000 | THR-DIG-V-0816 | Exercise the digester sampling and valves
THR-DIG | 4 | Plant technician-Monthly -Exercise the digester sampling and routing valves (AS PER ACTIVITY LIST) | Digester Sampling Valves Tanks 7-10 | THR-DIG-V-SP7 | 28000000 | THR-DIG-V-0908A | Exercise the digester sampling and valves
THR-DIG | 4 | Plant technician-Monthly -Exercise the digester sampling and routing valves (AS PER ACTIVITY LIST) | Digester Sampling Valves Tanks 7-10 | THR-DIG-V-SP7 | 29000000 | THR-DIG-V-0909A | Exercise the digester sampling and valves
THR-DIG | 4 | Plant technician-Monthly -Exercise the digester sampling and routing valves (AS PER ACTIVITY LIST) | Digester Sampling Valves Tanks 7-10 | THR-DIG-V-SP7 | 30000000 | THR-DIG-V-0910A | Exercise the digester sampling and valves
THR-DIG | 4 | Plant technician-Monthly -Exercise the digester sampling and routing valves (AS PER ACTIVITY LIST) | Digester Sampling Valves Tanks 7-10 | THR-DIG-V-SP7 | 31000000 | THR-DIG-V-0911A | Exercise the digester sampling and valves
THR-DIG | 4 | Plant technician-Monthly -Exercise the digester sampling and routing valves (AS PER ACTIVITY LIST) | Digester Sampling Valves Tanks 7-10 | THR-DIG-V-SP7 | 32000000 | THR-DIG-V-0912A | Exercise the digester sampling and valves
THR-DIG | 4 | Plant technician-Monthly -Exercise the digester sampling and routing valves (AS PER ACTIVITY LIST) | Digester Sampling Valves Tanks 7-10 | THR-DIG-V-SP7 | 33000000 | THR-DIG-V-0913 | Exercise the digester sampling and valves
THR-DIG | 4 | Plant technician-Monthly -Exercise the digester sampling and routing valves (AS PER ACTIVITY LIST) | Digester Sampling Valves Tanks 7-10 | THR-DIG-V-SP7 | 34000000 | THR-DIG-V-0915 | Exercise the digester sampling and valves
THR-DIG | 4 | Plant technician-Monthly -Exercise the digester sampling and routing valves (AS PER ACTIVITY LIST) | Digester Sampling Valves Tanks 7-10 | THR-DIG-V-SP7 | 35000000 | THR-DIG-V-0916 | Exercise the digester sampling and valves
THR-DIG | 4 | Plant technician-Monthly -Exercise the digester sampling and routing valves (AS PER ACTIVITY LIST) | Digester Sampling Valves Tanks 7-10 | THR-DIG-V-SP7 | 40000000 | THR-DIG-V-1011A | Exercise the digester sampling and valves
THR-DIG | 4 | Plant technician-Monthly -Exercise the digester sampling and routing valves (AS PER ACTIVITY LIST) | Digester Sampling Valves Tanks 7-10 | THR-DIG-V-SP7 | 41000000 | THR-DIG-V-1012A | Exercise the digester sampling and valves
THR-DIG | 4 | Plant technician-Monthly -Exercise the digester sampling and routing valves (AS PER ACTIVITY LIST) | Digester Sampling Valves Tanks 7-10 | THR-DIG-V-SP7 | 42000000 | THR-DIG-V-1013 | Exercise the digester sampling and valves
THR-DIG | 4 | Plant technician-Monthly -Exercise the digester sampling and routing valves (AS PER ACTIVITY LIST) | Digester Sampling Valves Tanks 7-10 | THR-DIG-V-SP7 | 43000000 | THR-DIG-V-1014 | Exercise the digester sampling and valves
THR-DIG | 4 | Plant technician-Monthly -Exercise the digester sampling and routing valves (AS PER ACTIVITY LIST) | Digester Sampling Valves Tanks 7-10 | THR-DIG-V-SP7 | 46000000 | THR-DIG-V-1017 | Exercise the digester sampling and valves
THR-DIG | 8 | Plant technician-3 Months - Observe the Sludge recirculating pump discharge pressure (AS PER ACTIVITY LIST) | Digester Sludge Recirculation Pumps | THR-DIG-P-SR | 1000000 | THR-DIG-P-4011 | Observe the sludge recirculation pump discharge pressure
THR-DIG | 8 | Plant technician-3 Months - Observe the Sludge recirculating pump discharge pressure (AS PER ACTIVITY LIST) | Digester Sludge Recirculation Pumps | THR-DIG-P-SR | 2000000 | THR-DIG-P-2215 | Observe the sludge recirculation pump discharge pressure
THR-DIG | 8 | Plant technician-3 Months - Observe the Sludge recirculating pump discharge pressure (AS PER ACTIVITY LIST) | Digester Sludge Recirculation Pumps | THR-DIG-P-SR | 4000000 | THR-DIG-P-2265 | Observe the sludge recirculation pump discharge pressure
THR-DIG | 8 | Plant technician-3 Months - Observe the Sludge recirculating pump discharge pressure (AS PER ACTIVITY LIST) | Digester Sludge Recirculation Pumps | THR-DIG-P-SR | 3000000 | THR-DIG-P-2264 | Observe the sludge recirculation pump discharge pressure
THR-DIG | 8 | Plant technician-3 Months - Observe the Sludge recirculating pump discharge pressure (AS PER ACTIVITY LIST) | Digester Sludge Recirculation Pumps | THR-DIG-P-SR | 5000000 | THR-DIG-P-2318 | Observe the sludge recirculation pump discharge pressure
THR-DIG | 8 | Plant technician-3 Months - Observe the Sludge recirculating pump discharge pressure (AS PER ACTIVITY LIST) | Digester Sludge Recirculation Pumps | THR-DIG-P-SR | 9000000 | THR-DIG-P-2501 | Observe the sludge recirculation pump discharge pressure
THR-DIG | 8 | Plant technician-3 Months - Observe the Sludge recirculating pump discharge pressure (AS PER ACTIVITY LIST) | Digester Sludge Recirculation Pumps | THR-DIG-P-SR | 6000000 | THR-DIG-P-2319 | Observe the sludge recirculation pump discharge pressure
THR-DIG | 8 | Plant technician-3 Months - Observe the Sludge recirculating pump discharge pressure (AS PER ACTIVITY LIST) | Digester Sludge Recirculation Pumps | THR-DIG-P-SR | 10000000 | THR-DIG-P-2502 | Observe the sludge recirculation pump discharge pressure
THR-DIG | 8 | Plant technician-3 Months - Observe the Sludge recirculating pump discharge pressure (AS PER ACTIVITY LIST) | Digester Sludge Recirculation Pumps | THR-DIG-P-SR | 7000000 | THR-DIG-P-2368 | Observe the sludge recirculation pump discharge pressure
THR-DIG | 8 | Plant technician-3 Months - Observe the Sludge recirculating pump discharge pressure (AS PER ACTIVITY LIST) | Digester Sludge Recirculation Pumps | THR-DIG-P-SR | 11000000 | THR-DIG-P-2511 | Observe the sludge recirculation pump discharge pressure
THR-DIG | 8 | Plant technician-3 Months - Observe the Sludge recirculating pump discharge pressure (AS PER ACTIVITY LIST) | Digester Sludge Recirculation Pumps | THR-DIG-P-SR | 8000000 | THR-DIG-P-2369 | Observe the sludge recirculation pump discharge pressure
THR-DIG | 8 | Plant technician-3 Months - Observe the Sludge recirculating pump discharge pressure (AS PER ACTIVITY LIST) | Digester Sludge Recirculation Pumps | THR-DIG-P-SR | 12000000 | THR-DIG-P-2512 | Observe the sludge recirculation pump discharge pressure
THR-DIG | 8 | Plant technician-3 Months - Observe the Sludge recirculating pump discharge pressure (AS PER ACTIVITY LIST) | Digester Sludge Recirculation Pumps | THR-DIG-P-SR | 13000000 | THR-DIG-P-2521 | Observe the sludge recirculation pump discharge pressure
THR-DIG | 8 | Plant technician-3 Months - Observe the Sludge recirculating pump discharge pressure (AS PER ACTIVITY LIST) | Digester Sludge Recirculation Pumps | THR-DIG-P-SR | 14000000 | THR-DIG-P-2522 | Observe the sludge recirculation pump discharge pressure
THR-DIG | 8 | Plant technician-3 Months - Observe the Sludge recirculating pump discharge pressure (AS PER ACTIVITY LIST) | Digester Sludge Recirculation Pumps | THR-DIG-P-SR | 15000000 | THR-DIG-P-2531 | Observe the sludge recirculation pump discharge pressure
THR-DIG | 8 | Plant technician-3 Months - Observe the Sludge recirculating pump discharge pressure (AS PER ACTIVITY LIST) | Digester Sludge Recirculation Pumps | THR-DIG-P-SR | 16000000 | THR-DIG-P-2532 | Observe the sludge recirculation pump discharge pressure
THR-DIG | 9 | 6 Months - IMM Digester Tank 7-10 Lubrication of hot water recirculation pumps | Pump, Centrifugal, Hot Water Recirculation, Tank 0700 | THR-DIG-P-4710 | 1000000 | THR-DIG-P-4710 | Lubricate the hot water recirculation pump bearings
THR-DIG | 9 | 6 Months - IMM Digester Tank 7-10 Lubrication of hot water recirculation pumps | Pump, Centrifugal, Hot Water Recirculation, Tank 0700 | THR-DIG-P-4710 | 2000000 | THR-DIG-P-4711 | Lubricate the hot water recirculation pump bearings
THR-DIG | 9 | 6 Months - IMM Digester Tank 7-10 Lubrication of hot water recirculation pumps | Pump, Centrifugal, Hot Water Recirculation, Tank 0800 | THR-DIG-P-4760 | 1000000 | THR-DIG-P-4760 | Lubricate the hot water recirculation pump bearings
THR-DIG | 9 | 6 Months - IMM Digester Tank 7-10 Lubrication of hot water recirculation pumps | Pump, Centrifugal, Hot Water Recirculation, Tank 0800 | THR-DIG-P-4760 | 2000000 | THR-DIG-P-4761 | Lubricate the hot water recirculation pump bearings
THR-DIG | 9 | 6 Months - IMM Digester Tank 7-10 Lubrication of hot water recirculation pumps | Pump, Centrifugal, Hot Water Recirculation, Tank 0900 | THR-DIG-P-4805 | 1000000 | THR-DIG-P-4805 | Lubricate the hot water recirculation pump bearings
THR-DIG | 9 | 6 Months - IMM Digester Tank 7-10 Lubrication of hot water recirculation pumps | Pump, Centrifugal, Hot Water Recirculation, Tank 0900 | THR-DIG-P-4805 | 2000000 | THR-DIG-P-4806 | Lubricate the hot water recirculation pump bearings
THR-DIG | 9 | 6 Months - IMM Digester Tank 7-10 Lubrication of hot water recirculation pumps | Pump, Centrifugal, Hot Water Recirculation, Tank 1000 | THR-DIG-P-4855 | 2000000 | THR-DIG-P-4856 | Lubricate the hot water recirculation pump bearings
THR-DIG | 9 | 6 Months - IMM Digester Tank 7-10 Lubrication of hot water recirculation pumps | Pump, Centrifugal, Hot Water Recirculation, Tank 1000 | THR-DIG-P-4855 | 1000000 | THR-DIG-P-4855 | Lubricate the hot water recirculation pump bearings
THR-DIG | 10 | 6 Months - IMM Lubrication of sludge rcirculation pump bearings (AS PER LIST OF ACTIVITIES) | Digester Sludge Recirculation Pumps | THR-DIG-P-SR | 1000000 | THR-DIG-P-2214 | Lubrication of sludge rcirculation pump bearings as per 1B29 1B38 for
THR-DIG | 10 | 6 Months - IMM Lubrication of sludge rcirculation pump bearings (AS PER LIST OF ACTIVITIES) | Digester Sludge Recirculation Pumps | THR-DIG-P-SR | 2000000 | THR-DIG-P-2215 | Lubrication of sludge rcirculation pump bearings as per 1B29 1B38 for
THR-DIG | 10 | 6 Months - IMM Lubrication of sludge rcirculation pump bearings (AS PER LIST OF ACTIVITIES) | Digester Sludge Recirculation Pumps | THR-DIG-P-SR | 5000000 | THR-DIG-P-2318 | Lubrication of sludge rcirculation pump bearings as per 1B29 1B38 for
THR-DIG | 10 | 6 Months - IMM Lubrication of sludge rcirculation pump bearings (AS PER LIST OF ACTIVITIES) | Digester Sludge Recirculation Pumps | THR-DIG-P-SR | 3000000 | THR-DIG-P-2264 | Lubrication of sludge rcirculation pump bearings as per 1B29 1B38 for
THR-DIG | 10 | 6 Months - IMM Lubrication of sludge rcirculation pump bearings (AS PER LIST OF ACTIVITIES) | Digester Sludge Recirculation Pumps | THR-DIG-P-SR | 7000000 | THR-DIG-P-2368 | Lubrication of sludge rcirculation pump bearings as per 1B29 1B38 for
THR-DIG | 10 | 6 Months - IMM Lubrication of sludge rcirculation pump bearings (AS PER LIST OF ACTIVITIES) | Digester Sludge Recirculation Pumps | THR-DIG-P-SR | 4000000 | THR-DIG-P-2265 | Lubrication of sludge rcirculation pump bearings as per 1B29 1B38 for
THR-DIG | 10 | 6 Months - IMM Lubrication of sludge rcirculation pump bearings (AS PER LIST OF ACTIVITIES) | Digester Sludge Recirculation Pumps | THR-DIG-P-SR | 10000000 | THR-DIG-P-2502 | Lubrication of sludge rcirculation pump bearings as per 1B29 1B38 for
THR-DIG | 10 | 6 Months - IMM Lubrication of sludge rcirculation pump bearings (AS PER LIST OF ACTIVITIES) | Digester Sludge Recirculation Pumps | THR-DIG-P-SR | 6000000 | THR-DIG-P-2319 | Lubrication of sludge rcirculation pump bearings as per 1B29 1B38 for
THR-DIG | 10 | 6 Months - IMM Lubrication of sludge rcirculation pump bearings (AS PER LIST OF ACTIVITIES) | Digester Sludge Recirculation Pumps | THR-DIG-P-SR | 13000000 | THR-DIG-P-2521 | Lubrication of sludge rcirculation pump bearings as per 1B29 1B38 for
THR-DIG | 10 | 6 Months - IMM Lubrication of sludge rcirculation pump bearings (AS PER LIST OF ACTIVITIES) | Digester Sludge Recirculation Pumps | THR-DIG-P-SR | 8000000 | THR-DIG-P-2369 | Lubrication of sludge rcirculation pump bearings as per 1B29 1B38 for
THR-DIG | 10 | 6 Months - IMM Lubrication of sludge rcirculation pump bearings (AS PER LIST OF ACTIVITIES) | Digester Sludge Recirculation Pumps | THR-DIG-P-SR | 14000000 | THR-DIG-P-2522 | Lubrication of sludge rcirculation pump bearings as per 1B29 1B38 for
THR-DIG | 10 | 6 Months - IMM Lubrication of sludge rcirculation pump bearings (AS PER LIST OF ACTIVITIES) | Digester Sludge Recirculation Pumps | THR-DIG-P-SR | 9000000 | THR-DIG-P-2501 | Lubrication of sludge rcirculation pump bearings as per 1B29 1B38 for
THR-DIG | 10 | 6 Months - IMM Lubrication of sludge rcirculation pump bearings (AS PER LIST OF ACTIVITIES) | Digester Sludge Recirculation Pumps | THR-DIG-P-SR | 15000000 | THR-DIG-P-2531 | Lubrication of sludge rcirculation pump bearings as per 1B29 1B38 for
THR-DIG | 10 | 6 Months - IMM Lubrication of sludge rcirculation pump bearings (AS PER LIST OF ACTIVITIES) | Digester Sludge Recirculation Pumps | THR-DIG-P-SR | 11000000 | THR-DIG-P-2511 | Lubrication of sludge rcirculation pump bearings as per 1B29 1B38 for
THR-DIG | 10 | 6 Months - IMM Lubrication of sludge rcirculation pump bearings (AS PER LIST OF ACTIVITIES) | Digester Sludge Recirculation Pumps | THR-DIG-P-SR | 12000000 | THR-DIG-P-2512 | Lubrication of sludge rcirculation pump bearings as per 1B29 1B38 for
THR-DIG | 10 | 6 Months - IMM Lubrication of sludge rcirculation pump bearings (AS PER LIST OF ACTIVITIES) | Digester Sludge Recirculation Pumps | THR-DIG-P-SR | 16000000 | THR-DIG-P-2532 | Lubrication of sludge rcirculation pump bearings as per 1B29 1B38 for
THR-DIG | 11 | 6 Months - IMM Lubrication of the sludge transfer pump bearings.(AS PER LIST OF ACTIVITIES) | Digester Sludge Transfer Pumps | THR-DIG-P-ST | 1000000 | THR-DIG-P-2503 | Lubrication of the sludge transfer pump bearingsas per 81A1 for
THR-DIG | 11 | 6 Months - IMM Lubrication of the sludge transfer pump bearings.(AS PER LIST OF ACTIVITIES) | Digester Sludge Transfer Pumps | THR-DIG-P-ST | 2000000 | THR-DIG-P-2504 | Lubrication of the sludge transfer pump bearingsas per 81A1 for
THR-DIG | 11 | 6 Months - IMM Lubrication of the sludge transfer pump bearings.(AS PER LIST OF ACTIVITIES) | Digester Sludge Transfer Pumps | THR-DIG-P-ST | 5000000 | THR-DIG-P-2524 | Lubrication of the sludge transfer pump bearingsas per 81A1 for
THR-DIG | 11 | 6 Months - IMM Lubrication of the sludge transfer pump bearings.(AS PER LIST OF ACTIVITIES) | Digester Sludge Transfer Pumps | THR-DIG-P-ST | 3000000 | THR-DIG-P-2513 | Lubrication of the sludge transfer pump bearingsas per 81A1 for
THR-DIG | 11 | 6 Months - IMM Lubrication of the sludge transfer pump bearings.(AS PER LIST OF ACTIVITIES) | Digester Sludge Transfer Pumps | THR-DIG-P-ST | 7000000 | THR-DIG-P-2534 | Lubrication of the sludge transfer pump bearingsas per 81A1 for
THR-DIG | 11 | 6 Months - IMM Lubrication of the sludge transfer pump bearings.(AS PER LIST OF ACTIVITIES) | Digester Sludge Transfer Pumps | THR-DIG-P-ST | 4000000 | THR-DIG-P-2523 | Lubrication of the sludge transfer pump bearingsas per 81A1 for
THR-DIG | 11 | 6 Months - IMM Lubrication of the sludge transfer pump bearings.(AS PER LIST OF ACTIVITIES) | Digester Sludge Transfer Pumps | THR-DIG-P-ST | 8000000 | THR-DIG-P-3115 | Lubrication of the sludge transfer pump bearingsas per 81A1 for
THR-DIG | 11 | 6 Months - IMM Lubrication of the sludge transfer pump bearings.(AS PER LIST OF ACTIVITIES) | Digester Sludge Transfer Pumps | THR-DIG-P-ST | 6000000 | THR-DIG-P-2533 | Lubrication of the sludge transfer pump bearingsas per 81A1 for
THR-DIG | 11 | 6 Months - IMM Lubrication of the sludge transfer pump bearings.(AS PER LIST OF ACTIVITIES) | Digester Sludge Transfer Pumps | THR-DIG-P-ST | 9000000 | THR-DIG-P-3116 | Lubrication of the sludge transfer pump bearingsas per 81A1 for
THR-DIG | 11 | 6 Months - IMM Lubrication of the sludge transfer pump bearings.(AS PER LIST OF ACTIVITIES) | Digester Sludge Transfer Pumps | THR-DIG-P-ST | 11000000 | THR-DIG-P-3166 | Lubrication of the sludge transfer pump bearingsas per 81A1 for
THR-DIG | 11 | 6 Months - IMM Lubrication of the sludge transfer pump bearings.(AS PER LIST OF ACTIVITIES) | Digester Sludge Transfer Pumps | THR-DIG-P-ST | 10000000 | THR-DIG-P-3165 | Lubrication of the sludge transfer pump bearingsas per 81A1 for
THR-DIG | 11 | 6 Months - IMM Lubrication of the sludge transfer pump bearings.(AS PER LIST OF ACTIVITIES) | Digester Sludge Transfer Pumps | THR-DIG-P-ST | 15000000 | THR-DIG-P-3272 | Lubrication of the sludge transfer pump bearingsas per 81A1 for
THR-DIG | 11 | 6 Months - IMM Lubrication of the sludge transfer pump bearings.(AS PER LIST OF ACTIVITIES) | Digester Sludge Transfer Pumps | THR-DIG-P-ST | 12000000 | THR-DIG-P-3211 | Lubrication of the sludge transfer pump bearingsas per 81A1 for
THR-DIG | 11 | 6 Months - IMM Lubrication of the sludge transfer pump bearings.(AS PER LIST OF ACTIVITIES) | Digester Sludge Transfer Pumps | THR-DIG-P-ST | 13000000 | THR-DIG-P-3212 | Lubrication of the sludge transfer pump bearingsas per 81A1 for
THR-DIG | 11 | 6 Months - IMM Lubrication of the sludge transfer pump bearings.(AS PER LIST OF ACTIVITIES) | Digester Sludge Transfer Pumps | THR-DIG-P-ST | 14000000 | THR-DIG-P-3271 | Lubrication of the sludge transfer pump bearingsas per 81A1 for
THR-DIG | 16 | 1 Year - EICT Resistance and functional testing of primary sludge flow meters.(AS PER ACTIVITY LIST) | Flow Indicating Transmitter, Sludge Transfer | THR-DIG-FIT-ST | 2000000 | THR-DIG-FIT-2222 | Resistance and functional testing of primary sludge flow metersfor
THR-DIG | 16 | 1 Year - EICT Resistance and functional testing of primary sludge flow meters.(AS PER ACTIVITY LIST) | Flow Indicating Transmitter, Sludge Transfer | THR-DIG-FIT-ST | 1000000 | THR-DIG-FIT-2212 | Resistance and functional testing of primary sludge flow metersfor
THR-DIG | 16 | 1 Year - EICT Resistance and functional testing of primary sludge flow meters.(AS PER ACTIVITY LIST) | Flow Indicating Transmitter, Sludge Transfer | THR-DIG-FIT-ST | 3000000 | THR-DIG-FIT-2232 | Resistance and functional testing of primary sludge flow metersfor
THR-DIG | 16 | 1 Year - EICT Resistance and functional testing of primary sludge flow meters.(AS PER ACTIVITY LIST) | Flow Indicating Transmitter, Sludge Transfer | THR-DIG-FIT-ST | 6000000 | THR-DIG-FIT-2262 | Resistance and functional testing of primary sludge flow metersfor
THR-DIG | 16 | 1 Year - EICT Resistance and functional testing of primary sludge flow meters.(AS PER ACTIVITY LIST) | Flow Indicating Transmitter, Sludge Transfer | THR-DIG-FIT-ST | 4000000 | THR-DIG-FIT-2242 | Resistance and functional testing of primary sludge flow metersfor
THR-DIG | 16 | 1 Year - EICT Resistance and functional testing of primary sludge flow meters.(AS PER ACTIVITY LIST) | Flow Indicating Transmitter, Sludge Transfer | THR-DIG-FIT-ST | 7000000 | THR-DIG-FIT-2307 | Resistance and functional testing of primary sludge flow metersfor
THR-DIG | 16 | 1 Year - EICT Resistance and functional testing of primary sludge flow meters.(AS PER ACTIVITY LIST) | Flow Indicating Transmitter, Sludge Transfer | THR-DIG-FIT-ST | 5000000 | THR-DIG-FIT-2252 | Resistance and functional testing of primary sludge flow metersfor
THR-DIG | 16 | 1 Year - EICT Resistance and functional testing of primary sludge flow meters.(AS PER ACTIVITY LIST) | Flow Indicating Transmitter, Sludge Transfer | THR-DIG-FIT-ST | 8000000 | THR-DIG-FIT-2357 | Resistance and functional testing of primary sludge flow metersfor
THR-DIG | 18 | 1 Year - IMM Lubrication and exercise of the digester routing and sample valves | Tank, Primary Digester-1, Solids Treatment | THR-DIG-PD-0100 | 1000000 | THR-THK-V-8122B | Lubricate and Exercise the digester sampling valves as per 42A3 and 42A4 for
THR-DIG | 18 | 1 Year - IMM Lubrication and exercise of the digester routing and sample valves | Tank, Primary Digester-1, Solids Treatment | THR-DIG-PD-0100 | 3000000 | THR-DIG-V-6112 | Lubricate and Exercise the digester sampling valves as per 42A3 and 42A4 for
THR-DIG | 18 | 1 Year - IMM Lubrication and exercise of the digester routing and sample valves | Tank, Primary Digester-1, Solids Treatment | THR-DIG-PD-0100 | 2000000 | THR-DIG-V-6110 | Lubricate and Exercise the digester sampling valves as per 42A3 and 42A4 for
THR-DIG | 18 | 1 Year - IMM Lubrication and exercise of the digester routing and sample valves | Tank, Primary Digester-1, Solids Treatment | THR-DIG-PD-0100 | 4000000 | THR-DIG-V-6113 | Lubricate and Exercise the digester sampling valves as per 42A3 and 42A4 for
THR-DIG | 18 | 1 Year - IMM Lubrication and exercise of the digester routing and sample valves | Tank, Primary Digester-1, Solids Treatment | THR-DIG-PD-0100 | 5000000 | THR-DIG-V-6114 | Lubricate and Exercise the digester sampling valves as per 42A3 and 42A4 for
THR-DIG | 18 | 1 Year - IMM Lubrication and exercise of the digester routing and sample valves | Tank, Primary Digester-1, Solids Treatment | THR-DIG-PD-0100 | 6000000 | THR-DIG-V-6115 | Lubricate and Exercise the digester sampling valves as per 42A3 and 42A4 for
THR-DIG | 18 | 1 Year - IMM Lubrication and exercise of the digester routing and sample valves | Tank, Primary Digester-2, Solids Treatment | THR-DIG-PD-0200 | 1000000 | THR-DIG-V-6201A | Lubricate and Exercise the digester sampling valves as per 42A3 and 42A4 for
THR-DIG | 18 | 1 Year - IMM Lubrication and exercise of the digester routing and sample valves | Tank, Primary Digester-2, Solids Treatment | THR-DIG-PD-0200 | 5000000 | THR-DIG-V-6213 | Lubricate and Exercise the digester sampling valves as per 42A3 and 42A4 for
THR-DIG | 18 | 1 Year - IMM Lubrication and exercise of the digester routing and sample valves | Tank, Primary Digester-2, Solids Treatment | THR-DIG-PD-0200 | 2000000 | THR-DIG-V-6210 | Lubricate and Exercise the digester sampling valves as per 42A3 and 42A4 for
THR-DIG | 18 | 1 Year - IMM Lubrication and exercise of the digester routing and sample valves | Tank, Primary Digester-2, Solids Treatment | THR-DIG-PD-0200 | 7000000 | THR-DIG-V-6215 | Lubricate and Exercise the digester sampling valves as per 42A3 and 42A4 for
THR-DIG | 18 | 1 Year - IMM Lubrication and exercise of the digester routing and sample valves | Tank, Primary Digester-2, Solids Treatment | THR-DIG-PD-0200 | 3000000 | THR-DIG-V-6211 | Lubricate and Exercise the digester sampling valves as per 42A3 and 42A4 for
THR-DIG | 18 | 1 Year - IMM Lubrication and exercise of the digester routing and sample valves | Tank, Primary Digester-2, Solids Treatment | THR-DIG-PD-0200 | 4000000 | THR-DIG-V-6212 | Lubricate and Exercise the digester sampling valves as per 42A3 and 42A4 for
THR-DIG | 18 | 1 Year - IMM Lubrication and exercise of the digester routing and sample valves | Tank, Primary Digester-2, Solids Treatment | THR-DIG-PD-0200 | 6000000 | THR-DIG-V-6214 | Lubricate and Exercise the digester sampling valves as per 42A3 and 42A4 for
THR-DIG | 18 | 1 Year - IMM Lubrication and exercise of the digester routing and sample valves | Tank, Primary Digester-3, Solids Treatment | THR-DIG-PD-0300 | 1000000 | THR-DIG-V-6301A | Lubricate and Exercise the digester sampling valves as per 42A3 and 42A4 for
THR-DIG | 18 | 1 Year - IMM Lubrication and exercise of the digester routing and sample valves | Tank, Primary Digester-3, Solids Treatment | THR-DIG-PD-0300 | 2000000 | THR-DIG-V-6310 | Lubricate and Exercise the digester sampling valves as per 42A3 and 42A4 for
THR-DIG | 18 | 1 Year - IMM Lubrication and exercise of the digester routing and sample valves | Tank, Primary Digester-3, Solids Treatment | THR-DIG-PD-0300 | 4000000 | THR-DIG-V-6312 | Lubricate and Exercise the digester sampling valves as per 42A3 and 42A4 for
THR-DIG | 18 | 1 Year - IMM Lubrication and exercise of the digester routing and sample valves | Tank, Primary Digester-3, Solids Treatment | THR-DIG-PD-0300 | 3000000 | THR-DIG-V-6311 | Lubricate and Exercise the digester sampling valves as per 42A3 and 42A4 for
THR-DIG | 18 | 1 Year - IMM Lubrication and exercise of the digester routing and sample valves | Tank, Primary Digester-3, Solids Treatment | THR-DIG-PD-0300 | 5000000 | THR-DIG-V-6313 | Lubricate and Exercise the digester sampling valves as per 42A3 and 42A4 for
THR-DIG | 18 | 1 Year - IMM Lubrication and exercise of the digester routing and sample valves | Tank, Primary Digester-3, Solids Treatment | THR-DIG-PD-0300 | 6000000 | THR-DIG-V-6314 | Lubricate and Exercise the digester sampling valves as per 42A3 and 42A4 for
THR-DIG | 18 | 1 Year - IMM Lubrication and exercise of the digester routing and sample valves | Tank, Primary Digester-3, Solids Treatment | THR-DIG-PD-0300 | 7000000 | THR-DIG-V-6315 | Lubricate and Exercise the digester sampling valves as per 42A3 and 42A4 for
THR-DIG | 18 | 1 Year - IMM Lubrication and exercise of the digester routing and sample valves | Tank, Primary Digester-5, Solids Treatment | THR-DIG-PD-0500 | 1000000 | THR-DIG-V-6510 | Lubricate and Exercise the digester sampling valves as per 42A3 and 42A4 for
THR-DIG | 18 | 1 Year - IMM Lubrication and exercise of the digester routing and sample valves | Tank, Primary Digester-5, Solids Treatment | THR-DIG-PD-0500 | 2000000 | THR-DIG-V-6511 | Lubricate and Exercise the digester sampling valves as per 42A3 and 42A4 for
THR-DIG | 18 | 1 Year - IMM Lubrication and exercise of the digester routing and sample valves | Tank, Primary Digester-5, Solids Treatment | THR-DIG-PD-0500 | 6000000 | THR-DIG-V-6515 | Lubricate and Exercise the digester sampling valves as per 42A3 and 42A4 for
THR-DIG | 18 | 1 Year - IMM Lubrication and exercise of the digester routing and sample valves | Tank, Primary Digester-5, Solids Treatment | THR-DIG-PD-0500 | 3000000 | THR-DIG-V-6512 | Lubricate and Exercise the digester sampling valves as per 42A3 and 42A4 for
THR-DIG | 18 | 1 Year - IMM Lubrication and exercise of the digester routing and sample valves | Tank, Primary Digester-5, Solids Treatment | THR-DIG-PD-0500 | 4000000 | THR-DIG-V-6513 | Lubricate and Exercise the digester sampling valves as per 42A3 and 42A4 for
THR-DIG | 18 | 1 Year - IMM Lubrication and exercise of the digester routing and sample valves | Tank, Primary Digester-5, Solids Treatment | THR-DIG-PD-0500 | 5000000 | THR-DIG-V-6514 | Lubricate and Exercise the digester sampling valves as per 42A3 and 42A4 for
THR-DIG | 18 | 1 Year - IMM Lubrication and exercise of the digester routing and sample valves | Tank, Primary Digester-7, Solids Treatment | THR-DIG-PD-0700 | 3000000 | THR-DIG-V-0710 | Lubricate and Exercise the digester sampling valves as per 42A3 and 42A4 for
THR-DIG | 18 | 1 Year - IMM Lubrication and exercise of the digester routing and sample valves | Tank, Primary Digester-7, Solids Treatment | THR-DIG-PD-0700 | 5000000 | THR-DIG-V-0711 | Lubricate and Exercise the digester sampling valves as per 42A3 and 42A4 for
THR-DIG | 18 | 1 Year - IMM Lubrication and exercise of the digester routing and sample valves | Tank, Primary Digester-7, Solids Treatment | THR-DIG-PD-0700 | 6000000 | THR-DIG-V-0711A | Lubricate and Exercise the digester sampling valves as per 42A3 and 42A4 for
THR-DIG | 18 | 1 Year - IMM Lubrication and exercise of the digester routing and sample valves | Tank, Primary Digester-7, Solids Treatment | THR-DIG-PD-0700 | 1000000 | THR-DIG-V-0708A | Lubricate and Exercise the digester sampling valves as per 42A3 and 42A4 for
THR-DIG | 18 | 1 Year - IMM Lubrication and exercise of the digester routing and sample valves | Tank, Primary Digester-7, Solids Treatment | THR-DIG-PD-0700 | 11000000 | THR-DIG-V-0716 | Lubricate and Exercise the digester sampling valves as per 42A3 and 42A4 for
THR-DIG | 18 | 1 Year - IMM Lubrication and exercise of the digester routing and sample valves | Tank, Primary Digester-7, Solids Treatment | THR-DIG-PD-0700 | 2000000 | THR-DIG-V-0709A | Lubricate and Exercise the digester sampling valves as per 42A3 and 42A4 for
THR-DIG | 18 | 1 Year - IMM Lubrication and exercise of the digester routing and sample valves | Tank, Primary Digester-7, Solids Treatment | THR-DIG-PD-0700 | 4000000 | THR-DIG-V-0710A | Lubricate and Exercise the digester sampling valves as per 42A3 and 42A4 for
THR-DIG | 18 | 1 Year - IMM Lubrication and exercise of the digester routing and sample valves | Tank, Primary Digester-7, Solids Treatment | THR-DIG-PD-0700 | 7000000 | THR-DIG-V-0712 | Lubricate and Exercise the digester sampling valves as per 42A3 and 42A4 for
THR-DIG | 18 | 1 Year - IMM Lubrication and exercise of the digester routing and sample valves | Tank, Primary Digester-7, Solids Treatment | THR-DIG-PD-0700 | 8000000 | THR-DIG-V-0712A | Lubricate and Exercise the digester sampling valves as per 42A3 and 42A4 for
THR-DIG | 18 | 1 Year - IMM Lubrication and exercise of the digester routing and sample valves | Tank, Primary Digester-7, Solids Treatment | THR-DIG-PD-0700 | 9000000 | THR-DIG-V-0713 | Lubricate and Exercise the digester sampling valves as per 42A3 and 42A4 for
THR-DIG | 18 | 1 Year - IMM Lubrication and exercise of the digester routing and sample valves | Tank, Primary Digester-7, Solids Treatment | THR-DIG-PD-0700 | 10000000 | THR-DIG-V-0715 | Lubricate and Exercise the digester sampling valves as per 42A3 and 42A4 for
THR-DIG | 18 | 1 Year - IMM Lubrication and exercise of the digester routing and sample valves | Tank, Primary Digester-7, Solids Treatment | THR-DIG-PD-0700 | 12000000 | THR-DIG-V-0717 | Lubricate and Exercise the digester sampling valves as per 42A3 and 42A4 for
THR-DIG | 18 | 1 Year - IMM Lubrication and exercise of the digester routing and sample valves | Tank, Primary Digester-9, Solids Treatment | THR-DIG-PD-0900 | 1000000 | THR-DIG-V-0908A | Lubricate and Exercisethe digester sampling valves as per 42A3 and 42A4 for
THR-DIG | 18 | 1 Year - IMM Lubrication and exercise of the digester routing and sample valves | Tank, Primary Digester-9, Solids Treatment | THR-DIG-PD-0900 | 4000000 | THR-DIG-V-0912A | Lubricate and Exercisethe digester sampling valves as per 42A3 and 42A4 for
THR-DIG | 18 | 1 Year - IMM Lubrication and exercise of the digester routing and sample valves | Tank, Primary Digester-9, Solids Treatment | THR-DIG-PD-0900 | 6000000 | THR-DIG-V-0915 | Lubricate and Exercisethe digester sampling valves as per 42A3 and 42A4 for
THR-DIG | 18 | 1 Year - IMM Lubrication and exercise of the digester routing and sample valves | Tank, Primary Digester-9, Solids Treatment | THR-DIG-PD-0900 | 2000000 | THR-DIG-V-0910A | Lubricate and Exercisethe digester sampling valves as per 42A3 and 42A4 for
THR-DIG | 18 | 1 Year - IMM Lubrication and exercise of the digester routing and sample valves | Tank, Primary Digester-9, Solids Treatment | THR-DIG-PD-0900 | 3000000 | THR-DIG-V-0911A | Lubricate and Exercisethe digester sampling valves as per 42A3 and 42A4 for
THR-DIG | 18 | 1 Year - IMM Lubrication and exercise of the digester routing and sample valves | Tank, Primary Digester-9, Solids Treatment | THR-DIG-PD-0900 | 5000000 | THR-DIG-V-0913 | Lubricate and Exercisethe digester sampling valves as per 42A3 and 42A4 for
THR-DIG | 18 | 1 Year - IMM Lubrication and exercise of the digester routing and sample valves | Tank, Primary Digester-9, Solids Treatment | THR-DIG-PD-0900 | 7000000 | THR-DIG-V-0916 | Lubricate and Exercisethe digester sampling valves as per 42A3 and 42A4 for
THR-DIG | 18 | 1 Year - IMM Lubrication and exercise of the digester routing and sample valves | Tank, Primary Digester-9, Solids Treatment | THR-DIG-PD-0900 | 8000000 | THR-DIG-V-0917 | Lubricate and Exercisethe digester sampling valves as per 42A3 and 42A4 for
THR-DIG | 18 | 1 Year - IMM Lubrication and exercise of the digester routing and sample valves | Tank, Primary Digester-10, Solids Treatment | THR-DIG-PD-1000 | 4000000 | THR-DIG-V-1011A | Lubricate and Exercise the digester sampling valves as per 42A3 and 42A4 for
THR-DIG | 18 | 1 Year - IMM Lubrication and exercise of the digester routing and sample valves | Tank, Primary Digester-10, Solids Treatment | THR-DIG-PD-1000 | 6000000 | THR-DIG-V-1013 | Lubricate and Exercise the digester sampling valves as per 42A3 and 42A4 for
THR-DIG | 18 | 1 Year - IMM Lubrication and exercise of the digester routing and sample valves | Tank, Primary Digester-10, Solids Treatment | THR-DIG-PD-1000 | 7000000 | THR-DIG-V-1014 | Lubricate and Exercise the digester sampling valves as per 42A3 and 42A4 for
THR-DIG | 18 | 1 Year - IMM Lubrication and exercise of the digester routing and sample valves | Tank, Primary Digester-10, Solids Treatment | THR-DIG-PD-1000 | 8000000 | THR-DIG-V-1015 | Lubricate and Exercise the digester sampling valves as per 42A3 and 42A4 for
THR-DIG | 18 | 1 Year - IMM Lubrication and exercise of the digester routing and sample valves | Tank, Primary Digester-10, Solids Treatment | THR-DIG-PD-1000 | 9000000 | THR-DIG-V-1016 | Lubricate and Exercise the digester sampling valves as per 42A3 and 42A4 for
THR-DIG | 18 | 1 Year - IMM Lubrication and exercise of the digester routing and sample valves | Tank, Primary Digester-10, Solids Treatment | THR-DIG-PD-1000 | 1000000 | THR-DIG-V-1008A | Lubricate and Exercise the digester sampling valves as per 42A3 and 42A4 for
THR-DIG | 18 | 1 Year - IMM Lubrication and exercise of the digester routing and sample valves | Tank, Primary Digester-10, Solids Treatment | THR-DIG-PD-1000 | 2000000 | THR-DIG-V-1009A | Lubricate and Exercise the digester sampling valves as per 42A3 and 42A4 for
THR-DIG | 18 | 1 Year - IMM Lubrication and exercise of the digester routing and sample valves | Tank, Primary Digester-10, Solids Treatment | THR-DIG-PD-1000 | 3000000 | THR-DIG-V-1010A | Lubricate and Exercise the digester sampling valves as per 42A3 and 42A4 for
THR-DIG | 18 | 1 Year - IMM Lubrication and exercise of the digester routing and sample valves | Tank, Primary Digester-10, Solids Treatment | THR-DIG-PD-1000 | 5000000 | THR-DIG-V-1012A | Lubricate and Exercise the digester sampling valves as per 42A3 and 42A4 for
THR-DIG | 18 | 1 Year - IMM Lubrication and exercise of the digester routing and sample valves | Tank, Primary Digester-10, Solids Treatment | THR-DIG-PD-1000 | 10000000 | THR-DIG-V-1017 | Lubricate and Exercise the digester sampling valves as per 42A3 and 42A4 for
THR-DIG | 18 | 1 Year - IMM Lubrication and exercise of the digester routing and sample valves | Tank, Secondary Digester-4, Solids Treatment | THR-DIG-SD-0400 | 1000000 | THR-DIG-V-6401A | Lubricate and Exercise the digester sampling valves as per 42A3 and 42A4 for
THR-DIG | 18 | 1 Year - IMM Lubrication and exercise of the digester routing and sample valves | Tank, Secondary Digester-4, Solids Treatment | THR-DIG-SD-0400 | 2000000 | THR-DIG-V-6410 | Lubricate and Exercise the digester sampling valves as per 42A3 and 42A4 for
THR-DIG | 18 | 1 Year - IMM Lubrication and exercise of the digester routing and sample valves | Tank, Secondary Digester-4, Solids Treatment | THR-DIG-SD-0400 | 3000000 | THR-DIG-V-6411 | Lubricate and Exercise the digester sampling valves as per 42A3 and 42A4 for
THR-DIG | 18 | 1 Year - IMM Lubrication and exercise of the digester routing and sample valves | Tank, Secondary Digester-4, Solids Treatment | THR-DIG-SD-0400 | 4000000 | THR-DIG-V-6412 | Lubricate and Exercise the digester sampling valves as per 42A3 and 42A4 for
THR-DIG | 18 | 1 Year - IMM Lubrication and exercise of the digester routing and sample valves | Tank, Secondary Digester-4, Solids Treatment | THR-DIG-SD-0400 | 5000000 | THR-DIG-V-6413 | Lubricate and Exercise the digester sampling valves as per 42A3 and 42A4 for
THR-DIG | 18 | 1 Year - IMM Lubrication and exercise of the digester routing and sample valves | Tank, Secondary Digester-4, Solids Treatment | THR-DIG-SD-0400 | 6000000 | THR-DIG-V-6414 | Lubricate and Exercise the digester sampling valves as per 42A3 and 42A4 for
THR-DIG | 18 | 1 Year - IMM Lubrication and exercise of the digester routing and sample valves | Tank, Secondary Digester-4, Solids Treatment | THR-DIG-SD-0400 | 7000000 | THR-DIG-V-6415 | Lubricate and Exercise the digester sampling valves as per 42A3 and 42A4 for
THR-DIG | 18 | 1 Year - IMM Lubrication and exercise of the digester routing and sample valves | Tank, Secondary Digester-6, Solids Treatment | THR-DIG-SD-0600 | 1000000 | THR-DIG-V-6601A | Lubricate and Exercise the digester sampling valves as per 42A3 and 42A4 for
THR-DIG | 18 | 1 Year - IMM Lubrication and exercise of the digester routing and sample valves | Tank, Secondary Digester-6, Solids Treatment | THR-DIG-SD-0600 | 3000000 | THR-DIG-V-6610 | Lubricate and Exercise the digester sampling valves as per 42A3 and 42A4 for
THR-DIG | 18 | 1 Year - IMM Lubrication and exercise of the digester routing and sample valves | Tank, Secondary Digester-6, Solids Treatment | THR-DIG-SD-0600 | 2000000 | THR-DIG-V-6601B | Lubricate and Exercise the digester sampling valves as per 42A3 and 42A4 for
THR-DIG | 18 | 1 Year - IMM Lubrication and exercise of the digester routing and sample valves | Tank, Secondary Digester-6, Solids Treatment | THR-DIG-SD-0600 | 4000000 | THR-DIG-V-6611 | Lubricate and Exercise the digester sampling valves as per 42A3 and 42A4 for
THR-DIG | 18 | 1 Year - IMM Lubrication and exercise of the digester routing and sample valves | Tank, Secondary Digester-6, Solids Treatment | THR-DIG-SD-0600 | 6000000 | THR-DIG-V-6613 | Lubricate and Exercise the digester sampling valves as per 42A3 and 42A4 for
THR-DIG | 18 | 1 Year - IMM Lubrication and exercise of the digester routing and sample valves | Tank, Secondary Digester-6, Solids Treatment | THR-DIG-SD-0600 | 5000000 | THR-DIG-V-6612 | Lubricate and Exercise the digester sampling valves as per 42A3 and 42A4 for
THR-DIG | 18 | 1 Year - IMM Lubrication and exercise of the digester routing and sample valves | Tank, Secondary Digester-6, Solids Treatment | THR-DIG-SD-0600 | 7000000 | THR-DIG-V-6614 | Lubricate and Exercise the digester sampling valves as per 42A3 and 42A4 for
THR-DIG | 18 | 1 Year - IMM Lubrication and exercise of the digester routing and sample valves | Tank, Secondary Digester-6, Solids Treatment | THR-DIG-SD-0600 | 8000000 | THR-DIG-V-6615 | Lubricate and Exercise the digester sampling valves as per 42A3 and 42A4 for
THR-DIG | 26 | 1 Year - EICT Functional test of the digested sludge routing valve fail to close alarm operation | Valve, Knife Gate, Act., Inlet, Primary Sludge to Tank 0700, Solids Treatment, Influent Distribution System - Digesters - Tank 0700 & Tank 0800 | THR-DIG-V-2207 | 1000000 | THR-DIG-V-2207 | Functional test of the primary sludge routing valves fail to close alarm
THR-DIG | 26 | 1 Year - EICT Functional test of the digested sludge routing valve fail to close alarm operation | Valve, Knife Gate, Act., Inlet, Primary Sludge to Tank 0700, Solids Treatment, Influent Distribution System - Digesters - Tank 0700 & Tank 0800 | THR-DIG-V-2207 | 3000000 | THR-DIG-V-2209 | Functional test of the primary sludge routing valves fail to close alarm
THR-DIG | 26 | 1 Year - EICT Functional test of the digested sludge routing valve fail to close alarm operation | Valve, Knife Gate, Act., Inlet, Primary Sludge to Tank 0700, Solids Treatment, Influent Distribution System - Digesters - Tank 0700 & Tank 0800 | THR-DIG-V-2207 | 2000000 | THR-DIG-V-2208 | Functional test of the primary sludge routing valves fail to close alarm
THR-DIG | 26 | 1 Year - EICT Functional test of the digested sludge routing valve fail to close alarm operation | Valve, Knife Gate, Act., Inlet, Primary Sludge to Tank 0700, Solids Treatment, Influent Distribution System - Digesters - Tank 0700 & Tank 0800 | THR-DIG-V-2207 | 4000000 | THR-DIG-V-2210 | Functional test of the primary sludge routing valves fail to close alarm
THR-DIG | 26 | 1 Year - EICT Functional test of the digested sludge routing valve fail to close alarm operation | Valve, Knife Gate, Act., Inlet, Primary Sludge to Tank 0700, Solids Treatment, Influent Distribution System - Digesters - Tank 0700 & Tank 0800 | THR-DIG-V-2207 | 7000000 | THR-DIG-V-2221 | Functional test of the primary sludge routing valves fail to close alarm
THR-DIG | 26 | 1 Year - EICT Functional test of the digested sludge routing valve fail to close alarm operation | Valve, Knife Gate, Act., Inlet, Primary Sludge to Tank 0700, Solids Treatment, Influent Distribution System - Digesters - Tank 0700 & Tank 0800 | THR-DIG-V-2207 | 5000000 | THR-DIG-V-2211 | Functional test of the primary sludge routing valves fail to close alarm
THR-DIG | 26 | 1 Year - EICT Functional test of the digested sludge routing valve fail to close alarm operation | Valve, Knife Gate, Act., Inlet, Primary Sludge to Tank 0700, Solids Treatment, Influent Distribution System - Digesters - Tank 0700 & Tank 0800 | THR-DIG-V-2207 | 12000000 | THR-DIG-V-2254 | Functional test of the primary sludge routing valves fail to close alarm
THR-DIG | 26 | 1 Year - EICT Functional test of the digested sludge routing valve fail to close alarm operation | Valve, Knife Gate, Act., Inlet, Primary Sludge to Tank 0700, Solids Treatment, Influent Distribution System - Digesters - Tank 0700 & Tank 0800 | THR-DIG-V-2207 | 6000000 | THR-DIG-V-2214 | Functional test of the primary sludge routing valves fail to close alarm
THR-DIG | 26 | 1 Year - EICT Functional test of the digested sludge routing valve fail to close alarm operation | Valve, Knife Gate, Act., Inlet, Primary Sludge to Tank 0700, Solids Treatment, Influent Distribution System - Digesters - Tank 0700 & Tank 0800 | THR-DIG-V-2207 | 15000000 | THR-DIG-V-2259 | Functional test of the primary sludge routing valves fail to close alarm
THR-DIG | 26 | 1 Year - EICT Functional test of the digested sludge routing valve fail to close alarm operation | Valve, Knife Gate, Act., Inlet, Primary Sludge to Tank 0700, Solids Treatment, Influent Distribution System - Digesters - Tank 0700 & Tank 0800 | THR-DIG-V-2207 | 8000000 | THR-DIG-V-2224A | Functional test of the primary sludge routing valves fail to close alarm
THR-DIG | 26 | 1 Year - EICT Functional test of the digested sludge routing valve fail to close alarm operation | Valve, Knife Gate, Act., Inlet, Primary Sludge to Tank 0700, Solids Treatment, Influent Distribution System - Digesters - Tank 0700 & Tank 0800 | THR-DIG-V-2207 | 16000000 | THR-DIG-V-2260 | Functional test of the primary sludge routing valves fail to close alarm
THR-DIG | 26 | 1 Year - EICT Functional test of the digested sludge routing valve fail to close alarm operation | Valve, Knife Gate, Act., Inlet, Primary Sludge to Tank 0700, Solids Treatment, Influent Distribution System - Digesters - Tank 0700 & Tank 0800 | THR-DIG-V-2207 | 9000000 | THR-DIG-V-2231 | Functional test of the primary sludge routing valves fail to close alarm
THR-DIG | 26 | 1 Year - EICT Functional test of the digested sludge routing valve fail to close alarm operation | Valve, Knife Gate, Act., Inlet, Primary Sludge to Tank 0700, Solids Treatment, Influent Distribution System - Digesters - Tank 0700 & Tank 0800 | THR-DIG-V-2207 | 17000000 | THR-DIG-V-2301 | Functional test of the primary sludge routing valves fail to close alarm
THR-DIG | 26 | 1 Year - EICT Functional test of the digested sludge routing valve fail to close alarm operation | Valve, Knife Gate, Act., Inlet, Primary Sludge to Tank 0700, Solids Treatment, Influent Distribution System - Digesters - Tank 0700 & Tank 0800 | THR-DIG-V-2207 | 10000000 | THR-DIG-V-2234 | Functional test of the primary sludge routing valves fail to close alarm
THR-DIG | 26 | 1 Year - EICT Functional test of the digested sludge routing valve fail to close alarm operation | Valve, Knife Gate, Act., Inlet, Primary Sludge to Tank 0700, Solids Treatment, Influent Distribution System - Digesters - Tank 0700 & Tank 0800 | THR-DIG-V-2207 | 20000000 | THR-DIG-V-2304 | Functional test of the primary sludge routing valves fail to close alarm
THR-DIG | 26 | 1 Year - EICT Functional test of the digested sludge routing valve fail to close alarm operation | Valve, Knife Gate, Act., Inlet, Primary Sludge to Tank 0700, Solids Treatment, Influent Distribution System - Digesters - Tank 0700 & Tank 0800 | THR-DIG-V-2207 | 11000000 | THR-DIG-V-2251 | Functional test of the primary sludge routing valves fail to close alarm
THR-DIG | 26 | 1 Year - EICT Functional test of the digested sludge routing valve fail to close alarm operation | Valve, Knife Gate, Act., Inlet, Primary Sludge to Tank 0700, Solids Treatment, Influent Distribution System - Digesters - Tank 0700 & Tank 0800 | THR-DIG-V-2207 | 21000000 | THR-DIG-V-2351 | Functional test of the primary sludge routing valves fail to close alarm
THR-DIG | 26 | 1 Year - EICT Functional test of the digested sludge routing valve fail to close alarm operation | Valve, Knife Gate, Act., Inlet, Primary Sludge to Tank 0700, Solids Treatment, Influent Distribution System - Digesters - Tank 0700 & Tank 0800 | THR-DIG-V-2207 | 13000000 | THR-DIG-V-2257 | Functional test of the primary sludge routing valves fail to close alarm
THR-DIG | 26 | 1 Year - EICT Functional test of the digested sludge routing valve fail to close alarm operation | Valve, Knife Gate, Act., Inlet, Primary Sludge to Tank 0700, Solids Treatment, Influent Distribution System - Digesters - Tank 0700 & Tank 0800 | THR-DIG-V-2207 | 14000000 | THR-DIG-V-2258 | Functional test of the primary sludge routing valves fail to close alarm
THR-DIG | 26 | 1 Year - EICT Functional test of the digested sludge routing valve fail to close alarm operation | Valve, Knife Gate, Act., Inlet, Primary Sludge to Tank 0700, Solids Treatment, Influent Distribution System - Digesters - Tank 0700 & Tank 0800 | THR-DIG-V-2207 | 18000000 | THR-DIG-V-2302 | Functional test of the primary sludge routing valves fail to close alarm
THR-DIG | 26 | 1 Year - EICT Functional test of the digested sludge routing valve fail to close alarm operation | Valve, Knife Gate, Act., Inlet, Primary Sludge to Tank 0700, Solids Treatment, Influent Distribution System - Digesters - Tank 0700 & Tank 0800 | THR-DIG-V-2207 | 19000000 | THR-DIG-V-2303 | Functional test of the primary sludge routing valves fail to close alarm
THR-DIG | 26 | 1 Year - EICT Functional test of the digested sludge routing valve fail to close alarm operation | Valve, Knife Gate, Act., Inlet, Primary Sludge to Tank 0700, Solids Treatment, Influent Distribution System - Digesters - Tank 0700 & Tank 0800 | THR-DIG-V-2207 | 22000000 | THR-DIG-V-2352 | Functional test of the primary sludge routing valves fail to close alarm
THR-DIG | 26 | 1 Year - EICT Functional test of the digested sludge routing valve fail to close alarm operation | Valve, Knife Gate, Act., Inlet, Primary Sludge to Tank 0700, Solids Treatment, Influent Distribution System - Digesters - Tank 0700 & Tank 0800 | THR-DIG-V-2207 | 23000000 | THR-DIG-V-2353 | Functional test of the primary sludge routing valves fail to close alarm
THR-DIG | 26 | 1 Year - EICT Functional test of the digested sludge routing valve fail to close alarm operation | Valve, Knife Gate, Act., Inlet, Primary Sludge to Tank 0700, Solids Treatment, Influent Distribution System - Digesters - Tank 0700 & Tank 0800 | THR-DIG-V-2207 | 24000000 | THR-DIG-V-2354 | Functional test of the primary sludge routing valves fail to close alarm
THR-DIG | 29 | 1 Year - IMM Exercise and inspect the digester tank withdrawal valves (AS PER LIST OF ACTIVITIES) | Valve,Group1, Digester Tanks | THR-DIG-V-GP1 | 3000000 | THR-DIG-V-2503B | Operate and exercise the digester withdrawal valve
THR-DIG | 29 | 1 Year - IMM Exercise and inspect the digester tank withdrawal valves (AS PER LIST OF ACTIVITIES) | Valve,Group1, Digester Tanks | THR-DIG-V-GP1 | 1000000 | THR-DIG-V-2501B | Operate and exercise the digester withdrawal valve
THR-DIG | 29 | 1 Year - IMM Exercise and inspect the digester tank withdrawal valves (AS PER LIST OF ACTIVITIES) | Valve,Group1, Digester Tanks | THR-DIG-V-GP1 | 5000000 | THR-DIG-V-2221 | Operate and exercise the digester withdrawal valve
THR-DIG | 29 | 1 Year - IMM Exercise and inspect the digester tank withdrawal valves (AS PER LIST OF ACTIVITIES) | Valve,Group1, Digester Tanks | THR-DIG-V-GP1 | 2000000 | THR-DIG-V-2502B | Operate and exercise the digester withdrawal valve
THR-DIG | 29 | 1 Year - IMM Exercise and inspect the digester tank withdrawal valves (AS PER LIST OF ACTIVITIES) | Valve,Group1, Digester Tanks | THR-DIG-V-GP1 | 8000000 | THR-DIG-V-2513B | Operate and exercise the digester withdrawal valve
THR-DIG | 29 | 1 Year - IMM Exercise and inspect the digester tank withdrawal valves (AS PER LIST OF ACTIVITIES) | Valve,Group1, Digester Tanks | THR-DIG-V-GP1 | 4000000 | THR-DIG-V-2504B | Operate and exercise the digester withdrawal valve
THR-DIG | 29 | 1 Year - IMM Exercise and inspect the digester tank withdrawal valves (AS PER LIST OF ACTIVITIES) | Valve,Group1, Digester Tanks | THR-DIG-V-GP1 | 10000000 | THR-DIG-V-2626 | Operate and exercise the digester withdrawal valve
THR-DIG | 29 | 1 Year - IMM Exercise and inspect the digester tank withdrawal valves (AS PER LIST OF ACTIVITIES) | Valve,Group1, Digester Tanks | THR-DIG-V-GP1 | 6000000 | THR-DIG-V-2224A | Operate and exercise the digester withdrawal valve
THR-DIG | 29 | 1 Year - IMM Exercise and inspect the digester tank withdrawal valves (AS PER LIST OF ACTIVITIES) | Valve,Group1, Digester Tanks | THR-DIG-V-GP1 | 7000000 | THR-DIG-V-2512B | Operate and exercise the digester withdrawal valve
THR-DIG | 29 | 1 Year - IMM Exercise and inspect the digester tank withdrawal valves (AS PER LIST OF ACTIVITIES) | Valve,Group1, Digester Tanks | THR-DIG-V-GP1 | 9000000 | THR-DIG-V-2514B | Operate and exercise the digester withdrawal valve
THR-DIG | 29 | 1 Year - IMM Exercise and inspect the digester tank withdrawal valves (AS PER LIST OF ACTIVITIES) | Valve,Group1, Digester Tanks | THR-DIG-V-GP1 | 11000000 | THR-DIG-V-2511B | Operate and exercise the digester withdrawal valve
THR-DIG | 29 | 1 Year - IMM Exercise and inspect the digester tank withdrawal valves (AS PER LIST OF ACTIVITIES) | Valve,Group 10, Digester Tanks | THR-DIG-V-GP10 | 1000000 | THR-DIG-V-1015 | Operate and exercise the digester withdrawal valve
THR-DIG | 29 | 1 Year - IMM Exercise and inspect the digester tank withdrawal valves (AS PER LIST OF ACTIVITIES) | Valve,Group 10, Digester Tanks | THR-DIG-V-GP10 | 2000000 | THR-DIG-V-1016 | Operate and exercise the digester withdrawal valve
THR-DIG | 29 | 1 Year - IMM Exercise and inspect the digester tank withdrawal valves (AS PER LIST OF ACTIVITIES) | Valve,Group 10, Digester Tanks | THR-DIG-V-GP10 | 3000000 | THR-DIG-V-1017 | Operate and exercise the digester withdrawal valve
THR-DIG | 29 | 1 Year - IMM Exercise and inspect the digester tank withdrawal valves (AS PER LIST OF ACTIVITIES) | Valve,Group 10, Digester Tanks | THR-DIG-V-GP10 | 6000000 | THR-DIG-V-1020 | Operate and exercise the digester withdrawal valve
THR-DIG | 29 | 1 Year - IMM Exercise and inspect the digester tank withdrawal valves (AS PER LIST OF ACTIVITIES) | Valve,Group 10, Digester Tanks | THR-DIG-V-GP10 | 4000000 | THR-DIG-V-1018 | Operate and exercise the digester withdrawal valve
THR-DIG | 29 | 1 Year - IMM Exercise and inspect the digester tank withdrawal valves (AS PER LIST OF ACTIVITIES) | Valve,Group 10, Digester Tanks | THR-DIG-V-GP10 | 8000000 | THR-DIG-V-1022 | Operate and exercise the digester withdrawal valve
THR-DIG | 29 | 1 Year - IMM Exercise and inspect the digester tank withdrawal valves (AS PER LIST OF ACTIVITIES) | Valve,Group 10, Digester Tanks | THR-DIG-V-GP10 | 5000000 | THR-DIG-V-1019 | Operate and exercise the digester withdrawal valve
THR-DIG | 29 | 1 Year - IMM Exercise and inspect the digester tank withdrawal valves (AS PER LIST OF ACTIVITIES) | Valve,Group 10, Digester Tanks | THR-DIG-V-GP10 | 7000000 | THR-DIG-V-1021 | Operate and exercise the digester withdrawal valve
THR-DIG | 29 | 1 Year - IMM Exercise and inspect the digester tank withdrawal valves (AS PER LIST OF ACTIVITIES) | Valve,Group 10, Digester Tanks | THR-DIG-V-GP10 | 9000000 | THR-DIG-V-1032 | Operate and exercise the digester withdrawal valve
THR-DIG | 29 | 1 Year - IMM Exercise and inspect the digester tank withdrawal valves (AS PER LIST OF ACTIVITIES) | Valve,Group2, Digester Tanks | THR-DIG-V-GP2 | 1000000 | THR-DIG-V-2231 | Operate and exercise the digester withdrawal valve
THR-DIG | 29 | 1 Year - IMM Exercise and inspect the digester tank withdrawal valves (AS PER LIST OF ACTIVITIES) | Valve,Group2, Digester Tanks | THR-DIG-V-GP2 | 2000000 | THR-DIG-V-2234 | Operate and exercise the digester withdrawal valve
THR-DIG | 29 | 1 Year - IMM Exercise and inspect the digester tank withdrawal valves (AS PER LIST OF ACTIVITIES) | Valve,Group2, Digester Tanks | THR-DIG-V-GP2 | 3000000 | THR-DIG-V-2522B | Operate and exercise the digester withdrawal valve
THR-DIG | 29 | 1 Year - IMM Exercise and inspect the digester tank withdrawal valves (AS PER LIST OF ACTIVITIES) | Valve,Group2, Digester Tanks | THR-DIG-V-GP2 | 4000000 | THR-DIG-V-2523B | Operate and exercise the digester withdrawal valve
THR-DIG | 29 | 1 Year - IMM Exercise and inspect the digester tank withdrawal valves (AS PER LIST OF ACTIVITIES) | Valve,Group2, Digester Tanks | THR-DIG-V-GP2 | 6000000 | THR-DIG-V-2636 | Operate and exercise the digester withdrawal valve
THR-DIG | 29 | 1 Year - IMM Exercise and inspect the digester tank withdrawal valves (AS PER LIST OF ACTIVITIES) | Valve,Group2, Digester Tanks | THR-DIG-V-GP2 | 5000000 | THR-DIG-V-2524B | Operate and exercise the digester withdrawal valve
THR-DIG | 29 | 1 Year - IMM Exercise and inspect the digester tank withdrawal valves (AS PER LIST OF ACTIVITIES) | Valve,Group2, Digester Tanks | THR-DIG-V-GP2 | 9000000 | THR-DIG-V-2521B | Operate and exercise the digester withdrawal valve
THR-DIG | 29 | 1 Year - IMM Exercise and inspect the digester tank withdrawal valves (AS PER LIST OF ACTIVITIES) | Valve,Group2, Digester Tanks | THR-DIG-V-GP2 | 7000000 | THR-DIG-V-2638 | Operate and exercise the digester withdrawal valve
THR-DIG | 29 | 1 Year - IMM Exercise and inspect the digester tank withdrawal valves (AS PER LIST OF ACTIVITIES) | Valve,Group2, Digester Tanks | THR-DIG-V-GP2 | 8000000 | THR-DIG-V-2369 | Operate and exercise the digester withdrawal valve
THR-DIG | 29 | 1 Year - IMM Exercise and inspect the digester tank withdrawal valves (AS PER LIST OF ACTIVITIES) | Valve,Group3, Digester Tanks | THR-DIG-V-GP3 | 1000000 | THR-DIG-V-2251 | Operate and exercise the digester withdrawal valve
THR-DIG | 29 | 1 Year - IMM Exercise and inspect the digester tank withdrawal valves (AS PER LIST OF ACTIVITIES) | Valve,Group3, Digester Tanks | THR-DIG-V-GP3 | 2000000 | THR-DIG-V-2254 | Operate and exercise the digester withdrawal valve
THR-DIG | 29 | 1 Year - IMM Exercise and inspect the digester tank withdrawal valves (AS PER LIST OF ACTIVITIES) | Valve,Group3, Digester Tanks | THR-DIG-V-GP3 | 3000000 | THR-DIG-V-2531B | Operate and exercise the digester withdrawal valve
THR-DIG | 29 | 1 Year - IMM Exercise and inspect the digester tank withdrawal valves (AS PER LIST OF ACTIVITIES) | Valve,Group3, Digester Tanks | THR-DIG-V-GP3 | 4000000 | THR-DIG-V-2532B | Operate and exercise the digester withdrawal valve
THR-DIG | 29 | 1 Year - IMM Exercise and inspect the digester tank withdrawal valves (AS PER LIST OF ACTIVITIES) | Valve,Group3, Digester Tanks | THR-DIG-V-GP3 | 5000000 | THR-DIG-V-2533B | Operate and exercise the digester withdrawal valve
THR-DIG | 29 | 1 Year - IMM Exercise and inspect the digester tank withdrawal valves (AS PER LIST OF ACTIVITIES) | Valve,Group3, Digester Tanks | THR-DIG-V-GP3 | 6000000 | THR-DIG-V-2534B | Operate and exercise the digester withdrawal valve
THR-DIG | 29 | 1 Year - IMM Exercise and inspect the digester tank withdrawal valves (AS PER LIST OF ACTIVITIES) | Valve,Group3, Digester Tanks | THR-DIG-V-GP3 | 7000000 | THR-DIG-V-2658 | Operate and exercise the digester withdrawal valve
THR-DIG | 29 | 1 Year - IMM Exercise and inspect the digester tank withdrawal valves (AS PER LIST OF ACTIVITIES) | Valve,Group4, Digester Tanks | THR-DIG-V-GP4 | 1000000 | THR-DIG-V-0718 | Operate and exercise the digester withdrawal valve
THR-DIG | 29 | 1 Year - IMM Exercise and inspect the digester tank withdrawal valves (AS PER LIST OF ACTIVITIES) | Valve,Group4, Digester Tanks | THR-DIG-V-GP4 | 2000000 | THR-DIG-V-0719 | Operate and exercise the digester withdrawal valve
THR-DIG | 29 | 1 Year - IMM Exercise and inspect the digester tank withdrawal valves (AS PER LIST OF ACTIVITIES) | Valve,Group4, Digester Tanks | THR-DIG-V-GP4 | 3000000 | THR-DIG-V-0721 | Operate and exercise the digester withdrawal valve
THR-DIG | 29 | 1 Year - IMM Exercise and inspect the digester tank withdrawal valves (AS PER LIST OF ACTIVITIES) | Valve,Group4, Digester Tanks | THR-DIG-V-GP4 | 6000000 | THR-DIG-V-0724 | Operate and exercise the digester withdrawal valve
THR-DIG | 29 | 1 Year - IMM Exercise and inspect the digester tank withdrawal valves (AS PER LIST OF ACTIVITIES) | Valve,Group4, Digester Tanks | THR-DIG-V-GP4 | 8000000 | THR-DIG-V-0728 | Operate and exercise the digester withdrawal valve
THR-DIG | 29 | 1 Year - IMM Exercise and inspect the digester tank withdrawal valves (AS PER LIST OF ACTIVITIES) | Valve,Group4, Digester Tanks | THR-DIG-V-GP4 | 9000000 | THR-DIG-V-0729 | Operate and exercise the digester withdrawal valve
THR-DIG | 29 | 1 Year - IMM Exercise and inspect the digester tank withdrawal valves (AS PER LIST OF ACTIVITIES) | Valve,Group4, Digester Tanks | THR-DIG-V-GP4 | 4000000 | THR-DIG-V-0722 | Operate and exercise the digester withdrawal valve
THR-DIG | 29 | 1 Year - IMM Exercise and inspect the digester tank withdrawal valves (AS PER LIST OF ACTIVITIES) | Valve,Group4, Digester Tanks | THR-DIG-V-GP4 | 5000000 | THR-DIG-V-0723 | Operate and exercise the digester withdrawal valve
THR-DIG | 29 | 1 Year - IMM Exercise and inspect the digester tank withdrawal valves (AS PER LIST OF ACTIVITIES) | Valve,Group4, Digester Tanks | THR-DIG-V-GP4 | 7000000 | THR-DIG-V-0727 | Operate and exercise the digester withdrawal valve
THR-DIG | 29 | 1 Year - IMM Exercise and inspect the digester tank withdrawal valves (AS PER LIST OF ACTIVITIES) | Valve,Group5, Digester Tanks | THR-DIG-V-GP5 | 1000000 | THR-DIG-V-2210 | Operate and exercise the digester withdrawal valve
THR-DIG | 29 | 1 Year - IMM Exercise and inspect the digester tank withdrawal valves (AS PER LIST OF ACTIVITIES) | Valve,Group5, Digester Tanks | THR-DIG-V-GP5 | 5000000 | THR-DIG-V-0818 | Operate and exercise the digester withdrawal valve
THR-DIG | 29 | 1 Year - IMM Exercise and inspect the digester tank withdrawal valves (AS PER LIST OF ACTIVITIES) | Valve,Group5, Digester Tanks | THR-DIG-V-GP5 | 9000000 | THR-DIG-V-0823 | Operate and exercise the digester withdrawal valve
THR-DIG | 29 | 1 Year - IMM Exercise and inspect the digester tank withdrawal valves (AS PER LIST OF ACTIVITIES) | Valve,Group5, Digester Tanks | THR-DIG-V-GP5 | 2000000 | THR-DIG-V-2214 | Operate and exercise the digester withdrawal valve
THR-DIG | 29 | 1 Year - IMM Exercise and inspect the digester tank withdrawal valves (AS PER LIST OF ACTIVITIES) | Valve,Group5, Digester Tanks | THR-DIG-V-GP5 | 3000000 | THR-DIG-V-2241 | Operate and exercise the digester withdrawal valve
THR-DIG | 29 | 1 Year - IMM Exercise and inspect the digester tank withdrawal valves (AS PER LIST OF ACTIVITIES) | Valve,Group5, Digester Tanks | THR-DIG-V-GP5 | 4000000 | THR-DIG-V-2245 | Operate and exercise the digester withdrawal valve
THR-DIG | 29 | 1 Year - IMM Exercise and inspect the digester tank withdrawal valves (AS PER LIST OF ACTIVITIES) | Valve,Group5, Digester Tanks | THR-DIG-V-GP5 | 6000000 | THR-DIG-V-0819 | Operate and exercise the digester withdrawal valve
THR-DIG | 29 | 1 Year - IMM Exercise and inspect the digester tank withdrawal valves (AS PER LIST OF ACTIVITIES) | Valve,Group5, Digester Tanks | THR-DIG-V-GP5 | 7000000 | THR-DIG-V-0821 | Operate and exercise the digester withdrawal valve
THR-DIG | 29 | 1 Year - IMM Exercise and inspect the digester tank withdrawal valves (AS PER LIST OF ACTIVITIES) | Valve,Group5, Digester Tanks | THR-DIG-V-GP5 | 8000000 | THR-DIG-V-0822 | Operate and exercise the digester withdrawal valve
THR-DIG | 29 | 1 Year - IMM Exercise and inspect the digester tank withdrawal valves (AS PER LIST OF ACTIVITIES) | Valve,Group6, Digester Tanks | THR-DIG-V-GP6 | 1000000 | THR-DIG-V-0824 | Operate and exercise the digester withdrawal valve
THR-DIG | 29 | 1 Year - IMM Exercise and inspect the digester tank withdrawal valves (AS PER LIST OF ACTIVITIES) | Valve,Group6, Digester Tanks | THR-DIG-V-GP6 | 2000000 | THR-DIG-V-0827 | Operate and exercise the digester withdrawal valve
THR-DIG | 29 | 1 Year - IMM Exercise and inspect the digester tank withdrawal valves (AS PER LIST OF ACTIVITIES) | Valve,Group6, Digester Tanks | THR-DIG-V-GP6 | 3000000 | THR-DIG-V-0828 | Operate and exercise the digester withdrawal valve
THR-DIG | 29 | 1 Year - IMM Exercise and inspect the digester tank withdrawal valves (AS PER LIST OF ACTIVITIES) | Valve,Group6, Digester Tanks | THR-DIG-V-GP6 | 6000000 | THR-DIG-V-2257 | Operate and exercise the digester withdrawal valve
THR-DIG | 29 | 1 Year - IMM Exercise and inspect the digester tank withdrawal valves (AS PER LIST OF ACTIVITIES) | Valve,Group6, Digester Tanks | THR-DIG-V-GP6 | 8000000 | THR-DIG-V-2259 | Operate and exercise the digester withdrawal valve
THR-DIG | 29 | 1 Year - IMM Exercise and inspect the digester tank withdrawal valves (AS PER LIST OF ACTIVITIES) | Valve,Group6, Digester Tanks | THR-DIG-V-GP6 | 4000000 | THR-DIG-V-2250 | Operate and exercise the digester withdrawal valve
THR-DIG | 29 | 1 Year - IMM Exercise and inspect the digester tank withdrawal valves (AS PER LIST OF ACTIVITIES) | Valve,Group6, Digester Tanks | THR-DIG-V-GP6 | 5000000 | THR-DIG-V-2252 | Operate and exercise the digester withdrawal valve
THR-DIG | 29 | 1 Year - IMM Exercise and inspect the digester tank withdrawal valves (AS PER LIST OF ACTIVITIES) | Valve,Group6, Digester Tanks | THR-DIG-V-GP6 | 7000000 | THR-DIG-V-2258 | Operate and exercise the digester withdrawal valve
THR-DIG | 29 | 1 Year - IMM Exercise and inspect the digester tank withdrawal valves (AS PER LIST OF ACTIVITIES) | Valve,Group7, Digester Tanks | THR-DIG-V-GP7 | 5000000 | THR-DIG-V-0916 | Operate and exercise the digester withdrawal valve
THR-DIG | 29 | 1 Year - IMM Exercise and inspect the digester tank withdrawal valves (AS PER LIST OF ACTIVITIES) | Valve,Group7, Digester Tanks | THR-DIG-V-GP7 | 7000000 | THR-DIG-V-0918 | Operate and exercise the digester withdrawal valve
THR-DIG | 29 | 1 Year - IMM Exercise and inspect the digester tank withdrawal valves (AS PER LIST OF ACTIVITIES) | Valve,Group7, Digester Tanks | THR-DIG-V-GP7 | 8000000 | THR-DIG-V-0919 | Operate and exercise the digester withdrawal valve
THR-DIG | 29 | 1 Year - IMM Exercise and inspect the digester tank withdrawal valves (AS PER LIST OF ACTIVITIES) | Valve,Group7, Digester Tanks | THR-DIG-V-GP7 | 1000000 | THR-DIG-V-2260 | Operate and exercise the digester withdrawal valve
THR-DIG | 29 | 1 Year - IMM Exercise and inspect the digester tank withdrawal valves (AS PER LIST OF ACTIVITIES) | Valve,Group7, Digester Tanks | THR-DIG-V-GP7 | 2000000 | THR-DIG-V-2280 | Operate and exercise the digester withdrawal valve
THR-DIG | 29 | 1 Year - IMM Exercise and inspect the digester tank withdrawal valves (AS PER LIST OF ACTIVITIES) | Valve,Group7, Digester Tanks | THR-DIG-V-GP7 | 3000000 | THR-DIG-V-2285 | Operate and exercise the digester withdrawal valve
THR-DIG | 29 | 1 Year - IMM Exercise and inspect the digester tank withdrawal valves (AS PER LIST OF ACTIVITIES) | Valve,Group7, Digester Tanks | THR-DIG-V-GP7 | 4000000 | THR-DIG-V-0915 | Operate and exercise the digester withdrawal valve
THR-DIG | 29 | 1 Year - IMM Exercise and inspect the digester tank withdrawal valves (AS PER LIST OF ACTIVITIES) | Valve,Group7, Digester Tanks | THR-DIG-V-GP7 | 6000000 | THR-DIG-V-0917 | Operate and exercise the digester withdrawal valve
THR-DIG | 29 | 1 Year - IMM Exercise and inspect the digester tank withdrawal valves (AS PER LIST OF ACTIVITIES) | Valve,Group8, Digester Tanks | THR-DIG-V-GP8 | 4000000 | THR-DIG-V-2301 | Operate and exercise the digester withdrawal valve
THR-DIG | 29 | 1 Year - IMM Exercise and inspect the digester tank withdrawal valves (AS PER LIST OF ACTIVITIES) | Valve,Group8, Digester Tanks | THR-DIG-V-GP8 | 6000000 | THR-DIG-V-2342 | Operate and exercise the digester withdrawal valve
THR-DIG | 29 | 1 Year - IMM Exercise and inspect the digester tank withdrawal valves (AS PER LIST OF ACTIVITIES) | Valve,Group8, Digester Tanks | THR-DIG-V-GP8 | 1000000 | THR-DIG-V-0920 | Operate and exercise the digester withdrawal valve
THR-DIG | 29 | 1 Year - IMM Exercise and inspect the digester tank withdrawal valves (AS PER LIST OF ACTIVITIES) | Valve,Group8, Digester Tanks | THR-DIG-V-GP8 | 2000000 | THR-DIG-V-0921 | Operate and exercise the digester withdrawal valve
THR-DIG | 29 | 1 Year - IMM Exercise and inspect the digester tank withdrawal valves (AS PER LIST OF ACTIVITIES) | Valve,Group8, Digester Tanks | THR-DIG-V-GP8 | 3000000 | THR-DIG-V-0922 | Operate and exercise the digester withdrawal valve
THR-DIG | 29 | 1 Year - IMM Exercise and inspect the digester tank withdrawal valves (AS PER LIST OF ACTIVITIES) | Valve,Group8, Digester Tanks | THR-DIG-V-GP8 | 5000000 | THR-DIG-V-2302 | Operate and exercise the digester withdrawal valve
THR-DIG | 29 | 1 Year - IMM Exercise and inspect the digester tank withdrawal valves (AS PER LIST OF ACTIVITIES) | Valve,Group8, Digester Tanks | THR-DIG-V-GP8 | 7000000 | THR-DIG-V-2343 | Operate and exercise the digester withdrawal valve
THR-DIG | 29 | 1 Year - IMM Exercise and inspect the digester tank withdrawal valves (AS PER LIST OF ACTIVITIES) | Valve,Group8, Digester Tanks | THR-DIG-V-GP8 | 8000000 | THR-DIG-V-2351 | Operate and exercise the digester withdrawal valve
THR-DIG | 29 | 1 Year - IMM Exercise and inspect the digester tank withdrawal valves (AS PER LIST OF ACTIVITIES) | Valve,Group9, Digester Tanks | THR-DIG-V-GP9 | 2000000 | THR-DIG-V-2353 | Operate and exercise the digester withdrawal valve
THR-DIG | 29 | 1 Year - IMM Exercise and inspect the digester tank withdrawal valves (AS PER LIST OF ACTIVITIES) | Valve,Group9, Digester Tanks | THR-DIG-V-GP9 | 5000000 | THR-DIG-V-2361 | Operate and exercise the digester withdrawal valve
THR-DIG | 29 | 1 Year - IMM Exercise and inspect the digester tank withdrawal valves (AS PER LIST OF ACTIVITIES) | Valve,Group9, Digester Tanks | THR-DIG-V-GP9 | 6000000 | THR-DIG-V-2392 | Operate and exercise the digester withdrawal valve
THR-DIG | 29 | 1 Year - IMM Exercise and inspect the digester tank withdrawal valves (AS PER LIST OF ACTIVITIES) | Valve,Group9, Digester Tanks | THR-DIG-V-GP9 | 1000000 | THR-DIG-V-2352 | Operate and exercise the digester withdrawal valve
THR-DIG | 29 | 1 Year - IMM Exercise and inspect the digester tank withdrawal valves (AS PER LIST OF ACTIVITIES) | Valve,Group9, Digester Tanks | THR-DIG-V-GP9 | 3000000 | THR-DIG-V-2354 | Operate and exercise the digester withdrawal valve
THR-DIG | 29 | 1 Year - IMM Exercise and inspect the digester tank withdrawal valves (AS PER LIST OF ACTIVITIES) | Valve,Group9, Digester Tanks | THR-DIG-V-GP9 | 4000000 | THR-DIG-V-2360 | Operate and exercise the digester withdrawal valve
THR-DIG | 29 | 1 Year - IMM Exercise and inspect the digester tank withdrawal valves (AS PER LIST OF ACTIVITIES) | Valve,Group9, Digester Tanks | THR-DIG-V-GP9 | 7000000 | THR-DIG-V-2393 | Operate and exercise the digester withdrawal valve
THR-DIG | 35 | 1 Year - EICT Digester sludge recirculation pump motor bearing lubrication | Digester Sludge Recirculation Pumps | THR-DIG-P-SR | 1000000 | THR-DIG-P-2214 | Lubricate the sludge recirculation pumps motor bearings
THR-DIG | 35 | 1 Year - EICT Digester sludge recirculation pump motor bearing lubrication | Digester Sludge Recirculation Pumps | THR-DIG-P-SR | 4000000 | THR-DIG-P-2265 | Lubricate the sludge recirculation pumps motor bearings
THR-DIG | 35 | 1 Year - EICT Digester sludge recirculation pump motor bearing lubrication | Digester Sludge Recirculation Pumps | THR-DIG-P-SR | 2000000 | THR-DIG-P-2215 | Lubricate the sludge recirculation pumps motor bearings
THR-DIG | 35 | 1 Year - EICT Digester sludge recirculation pump motor bearing lubrication | Digester Sludge Recirculation Pumps | THR-DIG-P-SR | 5000000 | THR-DIG-P-2318 | Lubricate the sludge recirculation pumps motor bearings
THR-DIG | 35 | 1 Year - EICT Digester sludge recirculation pump motor bearing lubrication | Digester Sludge Recirculation Pumps | THR-DIG-P-SR | 3000000 | THR-DIG-P-2264 | Lubricate the sludge recirculation pumps motor bearings
THR-DIG | 35 | 1 Year - EICT Digester sludge recirculation pump motor bearing lubrication | Digester Sludge Recirculation Pumps | THR-DIG-P-SR | 6000000 | THR-DIG-P-2319 | Lubricate the sludge recirculation pumps motor bearings
THR-DIG | 35 | 1 Year - EICT Digester sludge recirculation pump motor bearing lubrication | Digester Sludge Recirculation Pumps | THR-DIG-P-SR | 7000000 | THR-DIG-P-2368 | Lubricate the sludge recirculation pumps motor bearings
THR-DIG | 35 | 1 Year - EICT Digester sludge recirculation pump motor bearing lubrication | Digester Sludge Recirculation Pumps | THR-DIG-P-SR | 9000000 | THR-DIG-P-2501 | Lubricate the sludge recirculation pumps motor bearings
THR-DIG | 35 | 1 Year - EICT Digester sludge recirculation pump motor bearing lubrication | Digester Sludge Recirculation Pumps | THR-DIG-P-SR | 8000000 | THR-DIG-P-2369 | Lubricate the sludge recirculation pumps motor bearings
THR-DIG | 35 | 1 Year - EICT Digester sludge recirculation pump motor bearing lubrication | Digester Sludge Recirculation Pumps | THR-DIG-P-SR | 10000000 | THR-DIG-P-2502 | Lubricate the sludge recirculation pumps motor bearings
THR-DIG | 35 | 1 Year - EICT Digester sludge recirculation pump motor bearing lubrication | Digester Sludge Recirculation Pumps | THR-DIG-P-SR | 12000000 | THR-DIG-P-2512 | Lubricate the sludge recirculation pumps motor bearings
THR-DIG | 35 | 1 Year - EICT Digester sludge recirculation pump motor bearing lubrication | Digester Sludge Recirculation Pumps | THR-DIG-P-SR | 11000000 | THR-DIG-P-2511 | Lubricate the sludge recirculation pumps motor bearings
THR-DIG | 35 | 1 Year - EICT Digester sludge recirculation pump motor bearing lubrication | Digester Sludge Recirculation Pumps | THR-DIG-P-SR | 13000000 | THR-DIG-P-2521 | Lubricate the sludge recirculation pumps motor bearings
THR-DIG | 35 | 1 Year - EICT Digester sludge recirculation pump motor bearing lubrication | Digester Sludge Recirculation Pumps | THR-DIG-P-SR | 14000000 | THR-DIG-P-2522 | Lubricate the sludge recirculation pumps motor bearings
THR-DIG | 35 | 1 Year - EICT Digester sludge recirculation pump motor bearing lubrication | Digester Sludge Recirculation Pumps | THR-DIG-P-SR | 15000000 | THR-DIG-P-2531 | Lubricate the sludge recirculation pumps motor bearings
THR-DIG | 35 | 1 Year - EICT Digester sludge recirculation pump motor bearing lubrication | Digester Sludge Recirculation Pumps | THR-DIG-P-SR | 16000000 | THR-DIG-P-2532 | Lubricate the sludge recirculation pumps motor bearings
THR-DIG | 36 | 1 Year - EICT Digester sludge transfer pump motor bearings lubrication | Digester Sludge Transfer Pumps | THR-DIG-P-ST | 1000000 | THR-DIG-P-2503 | Lubricate the sludge transfer pump motor bearings
THR-DIG | 36 | 1 Year - EICT Digester sludge transfer pump motor bearings lubrication | Digester Sludge Transfer Pumps | THR-DIG-P-ST | 2000000 | THR-DIG-P-2504 | Lubricate the sludge transfer pump motor bearings
THR-DIG | 36 | 1 Year - EICT Digester sludge transfer pump motor bearings lubrication | Digester Sludge Transfer Pumps | THR-DIG-P-ST | 3000000 | THR-DIG-P-2513 | Lubricate the sludge transfer pump motor bearings
THR-DIG | 36 | 1 Year - EICT Digester sludge transfer pump motor bearings lubrication | Digester Sludge Transfer Pumps | THR-DIG-P-ST | 7000000 | THR-DIG-P-2533 | Lubricate the sludge transfer pump motor bearings
THR-DIG | 36 | 1 Year - EICT Digester sludge transfer pump motor bearings lubrication | Digester Sludge Transfer Pumps | THR-DIG-P-ST | 4000000 | THR-DIG-P-2514 | Lubricate the sludge transfer pump motor bearings
THR-DIG | 36 | 1 Year - EICT Digester sludge transfer pump motor bearings lubrication | Digester Sludge Transfer Pumps | THR-DIG-P-ST | 10000000 | THR-DIG-P-3042 | Lubricate the sludge transfer pump motor bearings
THR-DIG | 36 | 1 Year - EICT Digester sludge transfer pump motor bearings lubrication | Digester Sludge Transfer Pumps | THR-DIG-P-ST | 5000000 | THR-DIG-P-2523 | Lubricate the sludge transfer pump motor bearings
THR-DIG | 36 | 1 Year - EICT Digester sludge transfer pump motor bearings lubrication | Digester Sludge Transfer Pumps | THR-DIG-P-ST | 11000000 | THR-DIG-P-3071 | Lubricate the sludge transfer pump motor bearings
THR-DIG | 36 | 1 Year - EICT Digester sludge transfer pump motor bearings lubrication | Digester Sludge Transfer Pumps | THR-DIG-P-ST | 6000000 | THR-DIG-P-2524 | Lubricate the sludge transfer pump motor bearings
THR-DIG | 36 | 1 Year - EICT Digester sludge transfer pump motor bearings lubrication | Digester Sludge Transfer Pumps | THR-DIG-P-ST | 12000000 | THR-DIG-P-3072 | Lubricate the sludge transfer pump motor bearings
THR-DIG | 36 | 1 Year - EICT Digester sludge transfer pump motor bearings lubrication | Digester Sludge Transfer Pumps | THR-DIG-P-ST | 8000000 | THR-DIG-P-2534 | Lubricate the sludge transfer pump motor bearings
THR-DIG | 36 | 1 Year - EICT Digester sludge transfer pump motor bearings lubrication | Digester Sludge Transfer Pumps | THR-DIG-P-ST | 13000000 | THR-DIG-P-3115 | Lubricate the sludge transfer pump motor bearings
THR-DIG | 36 | 1 Year - EICT Digester sludge transfer pump motor bearings lubrication | Digester Sludge Transfer Pumps | THR-DIG-P-ST | 9000000 | THR-DIG-P-3041 | Lubricate the sludge transfer pump motor bearings
THR-DIG | 36 | 1 Year - EICT Digester sludge transfer pump motor bearings lubrication | Digester Sludge Transfer Pumps | THR-DIG-P-ST | 15000000 | THR-DIG-P-3165 | Lubricate the sludge transfer pump motor bearings
THR-DIG | 36 | 1 Year - EICT Digester sludge transfer pump motor bearings lubrication | Digester Sludge Transfer Pumps | THR-DIG-P-ST | 14000000 | THR-DIG-P-3116 | Lubricate the sludge transfer pump motor bearings
THR-DIG | 36 | 1 Year - EICT Digester sludge transfer pump motor bearings lubrication | Digester Sludge Transfer Pumps | THR-DIG-P-ST | 16000000 | THR-DIG-P-3166 | Lubricate the sludge transfer pump motor bearings
THR-DIG | 36 | 1 Year - EICT Digester sludge transfer pump motor bearings lubrication | Digester Sludge Transfer Pumps | THR-DIG-P-ST | 19000000 | THR-DIG-P-3271 | Lubricate the sludge transfer pump motor bearings
THR-DIG | 36 | 1 Year - EICT Digester sludge transfer pump motor bearings lubrication | Digester Sludge Transfer Pumps | THR-DIG-P-ST | 17000000 | THR-DIG-P-3211 | Lubricate the sludge transfer pump motor bearings
THR-DIG | 36 | 1 Year - EICT Digester sludge transfer pump motor bearings lubrication | Digester Sludge Transfer Pumps | THR-DIG-P-ST | 18000000 | THR-DIG-P-3212 | Lubricate the sludge transfer pump motor bearings
THR-DIG | 36 | 1 Year - EICT Digester sludge transfer pump motor bearings lubrication | Digester Sludge Transfer Pumps | THR-DIG-P-ST | 20000000 | THR-DIG-P-3272 | Lubricate the sludge transfer pump motor bearings
THR-DIG | 37 | 1 Year - EICT Digester hot water pump motor bearings lubrication | Digester Hot Water Pumps | THR-DIG-P-HW | 1000000 | THR-DIG-P-4031 | Lubricate the hot water recirculation pumps motor bearings
THR-DIG | 37 | 1 Year - EICT Digester hot water pump motor bearings lubrication | Digester Hot Water Pumps | THR-DIG-P-HW | 6000000 | THR-DIG-P-4711 | Lubricate the hot water recirculation pumps motor bearings
THR-DIG | 37 | 1 Year - EICT Digester hot water pump motor bearings lubrication | Digester Hot Water Pumps | THR-DIG-P-HW | 2000000 | THR-DIG-P-4032 | Lubricate the hot water recirculation pumps motor bearings
THR-DIG | 37 | 1 Year - EICT Digester hot water pump motor bearings lubrication | Digester Hot Water Pumps | THR-DIG-P-HW | 7000000 | THR-DIG-P-4760 | Lubricate the hot water recirculation pumps motor bearings
THR-DIG | 37 | 1 Year - EICT Digester hot water pump motor bearings lubrication | Digester Hot Water Pumps | THR-DIG-P-HW | 3000000 | THR-DIG-P-4071 | Lubricate the hot water recirculation pumps motor bearings
THR-DIG | 37 | 1 Year - EICT Digester hot water pump motor bearings lubrication | Digester Hot Water Pumps | THR-DIG-P-HW | 9000000 | THR-DIG-P-4805 | Lubricate the hot water recirculation pumps motor bearings
THR-DIG | 37 | 1 Year - EICT Digester hot water pump motor bearings lubrication | Digester Hot Water Pumps | THR-DIG-P-HW | 4000000 | THR-DIG-P-4072 | Lubricate the hot water recirculation pumps motor bearings
THR-DIG | 37 | 1 Year - EICT Digester hot water pump motor bearings lubrication | Digester Hot Water Pumps | THR-DIG-P-HW | 10000000 | THR-DIG-P-4806 | Lubricate the hot water recirculation pumps motor bearings
THR-DIG | 37 | 1 Year - EICT Digester hot water pump motor bearings lubrication | Digester Hot Water Pumps | THR-DIG-P-HW | 5000000 | THR-DIG-P-4710 | Lubricate the hot water recirculation pumps motor bearings
THR-DIG | 37 | 1 Year - EICT Digester hot water pump motor bearings lubrication | Digester Hot Water Pumps | THR-DIG-P-HW | 16000000 | THR-DIG-P-4052 | Lubricate the hot water recirculation pumps motor bearings
THR-DIG | 37 | 1 Year - EICT Digester hot water pump motor bearings lubrication | Digester Hot Water Pumps | THR-DIG-P-HW | 8000000 | THR-DIG-P-4761 | Lubricate the hot water recirculation pumps motor bearings
THR-DIG | 37 | 1 Year - EICT Digester hot water pump motor bearings lubrication | Digester Hot Water Pumps | THR-DIG-P-HW | 11000000 | THR-DIG-P-4855 | Lubricate the hot water recirculation pumps motor bearings
THR-DIG | 37 | 1 Year - EICT Digester hot water pump motor bearings lubrication | Digester Hot Water Pumps | THR-DIG-P-HW | 12000000 | THR-DIG-P-4856 | Lubricate the hot water recirculation pumps motor bearings
THR-DIG | 37 | 1 Year - EICT Digester hot water pump motor bearings lubrication | Digester Hot Water Pumps | THR-DIG-P-HW | 13000000 | THR-DIG-P-4011 | Lubricate the hot water recirculation pumps motor bearings
THR-DIG | 37 | 1 Year - EICT Digester hot water pump motor bearings lubrication | Digester Hot Water Pumps | THR-DIG-P-HW | 14000000 | THR-DIG-P-4012 | Lubricate the hot water recirculation pumps motor bearings
THR-DIG | 37 | 1 Year - EICT Digester hot water pump motor bearings lubrication | Digester Hot Water Pumps | THR-DIG-P-HW | 15000000 | THR-DIG-P-4051 | Lubricate the hot water recirculation pumps motor bearings
THR-DIG | 49 | 2 Years - IMM Leak inspection of sludge recirculation valves | Digester Sludge Recirculation Valves | THR-DIG-V-SR | 3000000 | THR-DIG-V-0732 | Leak inspection of the sludge recirculation valves
THR-DIG | 49 | 2 Years - IMM Leak inspection of sludge recirculation valves | Digester Sludge Recirculation Valves | THR-DIG-V-SR | 1000000 | THR-DIG-V-0730 | Leak inspection of the sludge recirculation valves
THR-DIG | 49 | 2 Years - IMM Leak inspection of sludge recirculation valves | Digester Sludge Recirculation Valves | THR-DIG-V-SR | 4000000 | THR-DIG-V-0733 | Leak inspection of the sludge recirculation valves
THR-DIG | 49 | 2 Years - IMM Leak inspection of sludge recirculation valves | Digester Sludge Recirculation Valves | THR-DIG-V-SR | 2000000 | THR-DIG-V-0731 | Leak inspection of the sludge recirculation valves
THR-DIG | 49 | 2 Years - IMM Leak inspection of sludge recirculation valves | Digester Sludge Recirculation Valves | THR-DIG-V-SR | 7000000 | THR-DIG-V-0832 | Leak inspection of the sludge recirculation valves
THR-DIG | 49 | 2 Years - IMM Leak inspection of sludge recirculation valves | Digester Sludge Recirculation Valves | THR-DIG-V-SR | 5000000 | THR-DIG-V-0830 | Leak inspection of the sludge recirculation valves
THR-DIG | 49 | 2 Years - IMM Leak inspection of sludge recirculation valves | Digester Sludge Recirculation Valves | THR-DIG-V-SR | 8000000 | THR-DIG-V-0833 | Leak inspection of the sludge recirculation valves
THR-DIG | 49 | 2 Years - IMM Leak inspection of sludge recirculation valves | Digester Sludge Recirculation Valves | THR-DIG-V-SR | 6000000 | THR-DIG-V-0831 | Leak inspection of the sludge recirculation valves
THR-DIG | 49 | 2 Years - IMM Leak inspection of sludge recirculation valves | Digester Sludge Recirculation Valves | THR-DIG-V-SR | 9000000 | THR-DIG-V-0933 | Leak inspection of the sludge recirculation valves
THR-DIG | 49 | 2 Years - IMM Leak inspection of sludge recirculation valves | Digester Sludge Recirculation Valves | THR-DIG-V-SR | 14000000 | THR-DIG-V-1035 | Leak inspection of the sludge recirculation valves
THR-DIG | 49 | 2 Years - IMM Leak inspection of sludge recirculation valves | Digester Sludge Recirculation Valves | THR-DIG-V-SR | 10000000 | THR-DIG-V-0934 | Leak inspection of the sludge recirculation valves
THR-DIG | 49 | 2 Years - IMM Leak inspection of sludge recirculation valves | Digester Sludge Recirculation Valves | THR-DIG-V-SR | 11000000 | THR-DIG-V-0935 | Leak inspection of the sludge recirculation valves
THR-DIG | 49 | 2 Years - IMM Leak inspection of sludge recirculation valves | Digester Sludge Recirculation Valves | THR-DIG-V-SR | 12000000 | THR-DIG-V-0938 | Leak inspection of the sludge recirculation valves
THR-DIG | 49 | 2 Years - IMM Leak inspection of sludge recirculation valves | Digester Sludge Recirculation Valves | THR-DIG-V-SR | 13000000 | THR-DIG-V-1033 | Leak inspection of the sludge recirculation valves
THR-DIG | 49 | 2 Years - IMM Leak inspection of sludge recirculation valves | Digester Sludge Recirculation Valves | THR-DIG-V-SR | 15000000 | THR-DIG-V-1034 | Leak inspection of the sludge recirculation valves
THR-DIG | 49 | 2 Years - IMM Leak inspection of sludge recirculation valves | Digester Sludge Recirculation Valves | THR-DIG-V-SR | 16000000 | THR-DIG-V-1038 | Leak inspection of the sludge recirculation valves
THR-DIG | 55 | Monthly - IMM Rotate idle shafts for Bearing Protection | Digester Sludge Recirculation Pumps | THR-DIG-P-SR | 2000000 | THR-DIG-P-2512 | Rotate idle shafts for Bearing Protection
THR-DIG | 55 | Monthly - IMM Rotate idle shafts for Bearing Protection | Digester Sludge Recirculation Pumps | THR-DIG-P-SR | 1000000 | THR-DIG-P-2521 | Rotate idle shafts for Bearing Protection
THR-DIG | 55 | Monthly - IMM Rotate idle shafts for Bearing Protection | Digester Sludge Transfer Pumps | THR-DIG-P-ST | 2000000 | THR-DIG-P-2523 | Rotate idle shafts for Bearing Protection
THR-DIG | 55 | Monthly - IMM Rotate idle shafts for Bearing Protection | Digester Sludge Transfer Pumps | THR-DIG-P-ST | 1000000 | THR-DIG-P-2514 | Rotate idle shafts for Bearing Protection
THR-DIG | 55 | Monthly - IMM Rotate idle shafts for Bearing Protection | Digester Sludge Transfer Pumps | THR-DIG-P-ST | 3000000 | THR-DIG-P-2524 | Rotate idle shafts for Bearing Protection
THR-DIG | 57 | 6 Months - IMM Pneumatic Knife Gate Valve Maintenance | Valve, Digester Tanks | THR-DIG-V | 2000000 | THR-DIG-V-2512B | Perform Maintenance on the Valve
THR-DIG | 57 | 6 Months - IMM Pneumatic Knife Gate Valve Maintenance | Valve, Digester Tanks | THR-DIG-V | 1000000 | THR-DIG-V-2511B | Perform Maintenance on the Valve
THR-DIG | 57 | 6 Months - IMM Pneumatic Knife Gate Valve Maintenance | Valve, Digester Tanks | THR-DIG-V | 5000000 | THR-DIG-V-2521B | Perform Maintenance on the Valve
THR-DIG | 57 | 6 Months - IMM Pneumatic Knife Gate Valve Maintenance | Valve, Digester Tanks | THR-DIG-V | 3000000 | THR-DIG-V-2513B | Perform Maintenance on the Valve
THR-DIG | 57 | 6 Months - IMM Pneumatic Knife Gate Valve Maintenance | Valve, Digester Tanks | THR-DIG-V | 6000000 | THR-DIG-V-2522B | Perform Maintenance on the Valve
THR-DIG | 57 | 6 Months - IMM Pneumatic Knife Gate Valve Maintenance | Valve, Digester Tanks | THR-DIG-V | 4000000 | THR-DIG-V-2514B | Perform Maintenance on the Valve
THR-DIG | 57 | 6 Months - IMM Pneumatic Knife Gate Valve Maintenance | Valve, Digester Tanks | THR-DIG-V | 8000000 | THR-DIG-V-2524B | Perform Maintenance on the Valve
THR-DIG | 57 | 6 Months - IMM Pneumatic Knife Gate Valve Maintenance | Valve, Digester Tanks | THR-DIG-V | 7000000 | THR-DIG-V-2523B | Perform Maintenance on the Valve
THR-DIG | 57 | 6 Months - IMM Pneumatic Knife Gate Valve Maintenance | Valve, Digester Tanks | THR-DIG-V | 9000000 | THR-DIG-V-2023 | Perform Maintenance on the Valve
THR-DIG | 57 | 6 Months - IMM Pneumatic Knife Gate Valve Maintenance | Valve, Digester Tanks | THR-DIG-V | 10000000 | THR-DIG-V-2033 | Perform Maintenance on the Valve
THR-DIG | 57 | 6 Months - IMM Pneumatic Knife Gate Valve Maintenance | Valve, Digester Tanks | THR-DIG-V | 11000000 | THR-DIG-V-2133 | Perform Maintenance on the Valve
THR-DIG | 57 | 6 Months - IMM Pneumatic Knife Gate Valve Maintenance | Valve, Digester Tanks | THR-DIG-V | 12000000 | THR-DIG-V-2234 | Perform Maintenance on the Valve
THR-DIG | 58 | 3 Months - EICT Three Way Hot Water Vavle Inspection and Functional Test | Valve, Digester Tanks | THR-DIG-V | 1000000 | THR-DIG-V-4010 | Verify Operation of the Valve
THR-DIG | 58 | 3 Months - EICT Three Way Hot Water Vavle Inspection and Functional Test | Valve, Digester Tanks | THR-DIG-V | 2000000 | THR-DIG-V-4050 | Verify Operation of the Valve
THR-DIG | 59 | 3 Months - IMM Digester Overflow Chamber, Telescoping Valve Maintenance | Valve, Digester Tanks | THR-DIG-V | 1000000 | THR-DIG-V-0241 | Lubricate and Excersice Valve
THR-DIG | 59 | 3 Months - IMM Digester Overflow Chamber, Telescoping Valve Maintenance | Valve, Digester Tanks | THR-DIG-V | 4000000 | THR-DIG-V-0342 | Lubricate and Excersice Valve
THR-DIG | 59 | 3 Months - IMM Digester Overflow Chamber, Telescoping Valve Maintenance | Valve, Digester Tanks | THR-DIG-V | 2000000 | THR-DIG-V-0242 | Lubricate and Excersice Valve
THR-DIG | 59 | 3 Months - IMM Digester Overflow Chamber, Telescoping Valve Maintenance | Valve, Digester Tanks | THR-DIG-V | 3000000 | THR-DIG-V-0341 | Lubricate and Excersice Valve
THR-DIG | 60 | 6 Months - IMM Hot Water Pump General Care | Digester Hot Water Pumps | THR-DIG-P-HW | 1000000 | THR-DIG-P-4011 | Hot Water Pump General Care
THR-DIG | 60 | 6 Months - IMM Hot Water Pump General Care | Digester Hot Water Pumps | THR-DIG-P-HW | 2000000 | THR-DIG-P-4012 | Hot Water Pump General Care
THR-DIG | 60 | 6 Months - IMM Hot Water Pump General Care | Digester Hot Water Pumps | THR-DIG-P-HW | 3000000 | THR-DIG-P-4051 | Hot Water Pump General Care
THR-DIG | 60 | 6 Months - IMM Hot Water Pump General Care | Digester Hot Water Pumps | THR-DIG-P-HW | 4000000 | THR-DIG-P-4052 | Hot Water Pump General Care
THR-DIGG | 4 | Monthly - IMM / PT Operational test and duty service of standby gas compressor | Digester, Gas Compressors | THR-DIG-C | 3000000 | THR-DIG-C-5660 | Operational test and duty service of the standby digester gas compressor
THR-DIGG | 4 | Monthly - IMM / PT Operational test and duty service of standby gas compressor | Digester, Gas Compressors | THR-DIG-C | 1000000 | THR-DIG-C-5260 | Operational test and duty service of the standby digester gas compressor
THR-DIGG | 4 | Monthly - IMM / PT Operational test and duty service of standby gas compressor | Digester, Gas Compressors | THR-DIG-C | 4000000 | THR-DIG-C-5860 | Operational test and duty service of the standby digester gas compressor
THR-DIGG | 4 | Monthly - IMM / PT Operational test and duty service of standby gas compressor | Digester, Gas Compressors | THR-DIG-C | 2000000 | THR-DIG-C-5460 | Operational test and duty service of the standby digester gas compressor
THR-DIGG | 5 | Weekly - IMM Visual inspection of the seal Cooling Oil Reservoir tank | Digester, Gas Compressors | THR-DIG-C | 1000000 | THR-DIG-C-5240 | Visual inspection of the mechanical seal oil reservoir tank
THR-DIGG | 5 | Weekly - IMM Visual inspection of the seal Cooling Oil Reservoir tank | Digester, Gas Compressors | THR-DIG-C | 2000000 | THR-DIG-C-5260 | Visual inspection of the mechanical seal oil reservoir tank
THR-DIGG | 5 | Weekly - IMM Visual inspection of the seal Cooling Oil Reservoir tank | Digester, Gas Compressors | THR-DIG-C | 5000000 | THR-DIG-C-5460 | Visual inspection of the mechanical seal oil reservoir tank
THR-DIGG | 5 | Weekly - IMM Visual inspection of the seal Cooling Oil Reservoir tank | Digester, Gas Compressors | THR-DIG-C | 3000000 | THR-DIG-C-5280 | Visual inspection of the mechanical seal oil reservoir tank
THR-DIGG | 5 | Weekly - IMM Visual inspection of the seal Cooling Oil Reservoir tank | Digester, Gas Compressors | THR-DIG-C | 6000000 | THR-DIG-C-5480 | Visual inspection of the mechanical seal oil reservoir tank
THR-DIGG | 5 | Weekly - IMM Visual inspection of the seal Cooling Oil Reservoir tank | Digester, Gas Compressors | THR-DIG-C | 4000000 | THR-DIG-C-5440 | Visual inspection of the mechanical seal oil reservoir tank
THR-DIGG | 5 | Weekly - IMM Visual inspection of the seal Cooling Oil Reservoir tank | Digester, Gas Compressors | THR-DIG-C | 9000000 | THR-DIG-C-5680 | Visual inspection of the mechanical seal oil reservoir tank
THR-DIGG | 5 | Weekly - IMM Visual inspection of the seal Cooling Oil Reservoir tank | Digester, Gas Compressors | THR-DIG-C | 7000000 | THR-DIG-C-5640 | Visual inspection of the mechanical seal oil reservoir tank
THR-DIGG | 5 | Weekly - IMM Visual inspection of the seal Cooling Oil Reservoir tank | Digester, Gas Compressors | THR-DIG-C | 10000000 | THR-DIG-C-5840 | Visual inspection of the mechanical seal oil reservoir tank
THR-DIGG | 5 | Weekly - IMM Visual inspection of the seal Cooling Oil Reservoir tank | Digester, Gas Compressors | THR-DIG-C | 8000000 | THR-DIG-C-5660 | Visual inspection of the mechanical seal oil reservoir tank
THR-DIGG | 5 | Weekly - IMM Visual inspection of the seal Cooling Oil Reservoir tank | Digester, Gas Compressors | THR-DIG-C | 11000000 | THR-DIG-C-5860 | Visual inspection of the mechanical seal oil reservoir tank
THR-DIGG | 5 | Weekly - IMM Visual inspection of the seal Cooling Oil Reservoir tank | Digester, Gas Compressors | THR-DIG-C | 12000000 | THR-DIG-C-5880 | Visual inspection of the mechanical seal oil reservoir tank
THR-DIGG | 7 | 3 Months - IMM Perform an ultrasonic inspection on the secondary digester gas booster bearings | Gas Booster Pump, Scrubber Gas System | THR-DIG-GBP | 1000000 | THR-DIG-GBP-5141 | Perform an ultrasonic inspection on the secondary digester gas booster bearings
THR-DIGG | 7 | 3 Months - IMM Perform an ultrasonic inspection on the secondary digester gas booster bearings | Gas Booster Pump, Scrubber Gas System | THR-DIG-GBP | 3000000 | THR-DIG-GBP-5161 | Perform an ultrasonic inspection on the secondary digester gas booster bearings
THR-DIGG | 7 | 3 Months - IMM Perform an ultrasonic inspection on the secondary digester gas booster bearings | Gas Booster Pump, Scrubber Gas System | THR-DIG-GBP | 2000000 | THR-DIG-GBP-5142 | Perform an ultrasonic inspection on the secondary digester gas booster bearings
THR-DIGG | 7 | 3 Months - IMM Perform an ultrasonic inspection on the secondary digester gas booster bearings | Gas Booster Pump, Scrubber Gas System | THR-DIG-GBP | 4000000 | THR-DIG-GBP-5162 | Perform an ultrasonic inspection on the secondary digester gas booster bearings
THR-DIGG | 11 | 6 Months - EICT Digester gallery gas detector test | Analyzer Indication Panel, Digester 1-6 & Scrubber Room 1-3, MCC Room Outside STB | THR-DIG-AIT-0101 | 4000000 | THR-DIG-GD-0102B | Calibration check and alarm testing of the combustible gas detector sensors
THR-DIGG | 11 | 6 Months - EICT Digester gallery gas detector test | Analyzer Indication Panel, Digester 1-6 & Scrubber Room 1-3, MCC Room Outside STB | THR-DIG-AIT-0101 | 1000000 | THR-DIG-GD-0101A | Calibration check and alarm testing of the combustible gas detector sensors
THR-DIGG | 11 | 6 Months - EICT Digester gallery gas detector test | Analyzer Indication Panel, Digester 1-6 & Scrubber Room 1-3, MCC Room Outside STB | THR-DIG-AIT-0101 | 5000000 | THR-DIG-GD-0111A | Calibration check and alarm testing of the combustible gas detector sensors
THR-DIGG | 11 | 6 Months - EICT Digester gallery gas detector test | Analyzer Indication Panel, Digester 1-6 & Scrubber Room 1-3, MCC Room Outside STB | THR-DIG-AIT-0101 | 2000000 | THR-DIG-GD-0101B | Calibration check and alarm testing of the combustible gas detector sensors
THR-DIGG | 11 | 6 Months - EICT Digester gallery gas detector test | Analyzer Indication Panel, Digester 1-6 & Scrubber Room 1-3, MCC Room Outside STB | THR-DIG-AIT-0101 | 6000000 | THR-DIG-GD-0111B | Calibration check and alarm testing of the combustible gas detector sensors
THR-DIGG | 11 | 6 Months - EICT Digester gallery gas detector test | Analyzer Indication Panel, Digester 1-6 & Scrubber Room 1-3, MCC Room Outside STB | THR-DIG-AIT-0101 | 3000000 | THR-DIG-GD-0102A | Calibration check and alarm testing of the combustible gas detector sensors
THR-DIGG | 11 | 6 Months - EICT Digester gallery gas detector test | Analyzer Indication Panel, Digester 1-6 & Scrubber Room 1-3, MCC Room Outside STB | THR-DIG-AIT-0101 | 7000000 | THR-DIG-GD-0112A | Calibration check and alarm testing of the combustible gas detector sensors
THR-DIGG | 11 | 6 Months - EICT Digester gallery gas detector test | Analyzer Indication Panel, Digester 1-6 & Scrubber Room 1-3, MCC Room Outside STB | THR-DIG-AIT-0101 | 8000000 | THR-DIG-GD-0112B | Calibration check and alarm testing of the combustible gas detector sensors
THR-DIGG | 11 | 6 Months - EICT Digester gallery gas detector test | Analyzer Indication Panel, Digester 1-6 & Scrubber Room 1-3, MCC Room Outside STB | THR-DIG-AIT-0101 | 9000000 | THR-DIG-GD-0121A | Calibration check and alarm testing of the combustible gas detector sensors
THR-DIGG | 11 | 6 Months - EICT Digester gallery gas detector test | Analyzer Indication Panel, Digester 1-6 & Scrubber Room 1-3, MCC Room Outside STB | THR-DIG-AIT-0101 | 10000000 | THR-DIG-GD-0121B | Calibration check and alarm testing of the combustible gas detector sensors
THR-DIGG | 11 | 6 Months - EICT Digester gallery gas detector test | Analyzer Indication Panel, Digester 1-6 & Scrubber Room 1-3, MCC Room Outside STB | THR-DIG-AIT-0101 | 11000000 | THR-DIG-GD-0122A | Calibration check and alarm testing of the combustible gas detector sensors
THR-DIGG | 11 | 6 Months - EICT Digester gallery gas detector test | Analyzer Indication Panel, Digester 1-6 & Scrubber Room 1-3, MCC Room Outside STB | THR-DIG-AIT-0101 | 12000000 | THR-DIG-GD-0122B | Calibration check and alarm testing of the combustible gas detector sensors
THR-DIGG | 11 | 6 Months - EICT Digester gallery gas detector test | Analyzer Indication Panel, Digester 1-6 & Scrubber Room 1-3, MCC Room Outside STB | THR-DIG-AIT-0101 | 13000000 | THR-DIG-GD-0123A | Calibration check and alarm testing of the combustible gas detector sensors
THR-DIGG | 11 | 6 Months - EICT Digester gallery gas detector test | Analyzer Indication Panel, Digester 1-6 & Scrubber Room 1-3, MCC Room Outside STB | THR-DIG-AIT-0101 | 14000000 | THR-DIG-GD-0123B | Calibration check and alarm testing of the combustible gas detector sensors
THR-DIGG | 14 | 6 Months - EICT Digester gas compressor building ventilation fan test | AHU, Digester Gas Compressor Ventilation | THR-DIG-AHU-C | 1000000 | THR-ACC-AHU-0711 | Test the gas compressor building high ventilation fan gas alarm circuit
THR-DIGG | 14 | 6 Months - EICT Digester gas compressor building ventilation fan test | AHU, Digester Gas Compressor Ventilation | THR-DIG-AHU-C | 2000000 | THR-ACC-AHU-0712 | Test the gas compressor building high ventilation fan gas alarm circuit
THR-DIGG | 15 | 6 Months - EICT Digester gallery ventilation gas alarm test | AHU, Digester Gallery Ventilation | THR-DIG-AHU-G | 1000000 | THR-ACC-AHU-01 | Verify the digester gallery high ventilation fan gas alarm start circuit operation
THR-DIGG | 15 | 6 Months - EICT Digester gallery ventilation gas alarm test | AHU, Digester Gallery Ventilation | THR-DIG-AHU-G | 2000000 | THR-ACC-AHU-02 | Verify the digester gallery high ventilation fan gas alarm start circuit operation
THR-DIGG | 32 | 1 Year - IMM Condensate/Sediment Tank valve exercise tasks | Digester Mixing System Condensate Tank Valves | THR-DIG-V-CTV | 2000000 | THR-DIG-V-5231 | Exercise the Valves as per 5A2 4A1for
THR-DIGG | 32 | 1 Year - IMM Condensate/Sediment Tank valve exercise tasks | Digester Mixing System Condensate Tank Valves | THR-DIG-V-CTV | 1000000 | THR-DIG-V-5233 | Exercise the Valves as per 5A2 4A1for
THR-DIGG | 32 | 1 Year - IMM Condensate/Sediment Tank valve exercise tasks | Digester Mixing System Condensate Tank Valves | THR-DIG-V-CTV | 5000000 | THR-DIG-V-5252 | Exercise the Valves as per 5A2 4A1for
THR-DIGG | 32 | 1 Year - IMM Condensate/Sediment Tank valve exercise tasks | Digester Mixing System Condensate Tank Valves | THR-DIG-V-CTV | 3000000 | THR-DIG-V-5232 | Exercise the Valves as per 5A2 4A1for
THR-DIGG | 32 | 1 Year - IMM Condensate/Sediment Tank valve exercise tasks | Digester Mixing System Condensate Tank Valves | THR-DIG-V-CTV | 6000000 | THR-DIG-V-5253 | Exercise the Valves as per 5A2 4A1for
THR-DIGG | 32 | 1 Year - IMM Condensate/Sediment Tank valve exercise tasks | Digester Mixing System Condensate Tank Valves | THR-DIG-V-CTV | 4000000 | THR-DIG-V-5251 | Exercise the Valves as per 5A2 4A1for
THR-DIGG | 32 | 1 Year - IMM Condensate/Sediment Tank valve exercise tasks | Digester Mixing System Condensate Tank Valves | THR-DIG-V-CTV | 9000000 | THR-DIG-V-5273 | Exercise the Valves as per 5A2 4A1for
THR-DIGG | 32 | 1 Year - IMM Condensate/Sediment Tank valve exercise tasks | Digester Mixing System Condensate Tank Valves | THR-DIG-V-CTV | 7000000 | THR-DIG-V-5271 | Exercise the Valves as per 5A2 4A1for
THR-DIGG | 32 | 1 Year - IMM Condensate/Sediment Tank valve exercise tasks | Digester Mixing System Condensate Tank Valves | THR-DIG-V-CTV | 10000000 | THR-DIG-V-5431 | Exercise the Valves as per 5A2 4A1for
THR-DIGG | 32 | 1 Year - IMM Condensate/Sediment Tank valve exercise tasks | Digester Mixing System Condensate Tank Valves | THR-DIG-V-CTV | 8000000 | THR-DIG-V-5272 | Exercise the Valves as per 5A2 4A1for
THR-DIGG | 32 | 1 Year - IMM Condensate/Sediment Tank valve exercise tasks | Digester Mixing System Condensate Tank Valves | THR-DIG-V-CTV | 23000000 | THR-DIG-V-5653 | Exercise the Valves as per 5A2 4A1for
THR-DIGG | 32 | 1 Year - IMM Condensate/Sediment Tank valve exercise tasks | Digester Mixing System Condensate Tank Valves | THR-DIG-V-CTV | 11000000 | THR-DIG-V-5432 | Exercise the Valves as per 5A2 4A1for
THR-DIGG | 32 | 1 Year - IMM Condensate/Sediment Tank valve exercise tasks | Digester Mixing System Condensate Tank Valves | THR-DIG-V-CTV | 24000000 | THR-DIG-V-5652 | Exercise the Valves as per 5A2 4A1for
THR-DIGG | 32 | 1 Year - IMM Condensate/Sediment Tank valve exercise tasks | Digester Mixing System Condensate Tank Valves | THR-DIG-V-CTV | 12000000 | THR-DIG-V-5433 | Exercise the Valves as per 5A2 4A1for
THR-DIGG | 32 | 1 Year - IMM Condensate/Sediment Tank valve exercise tasks | Digester Mixing System Condensate Tank Valves | THR-DIG-V-CTV | 25000000 | THR-DIG-V-5853 | Exercise the Valves as per 5A2 4A1for
THR-DIGG | 32 | 1 Year - IMM Condensate/Sediment Tank valve exercise tasks | Digester Mixing System Condensate Tank Valves | THR-DIG-V-CTV | 13000000 | THR-DIG-V-5451 | Exercise the Valves as per 5A2 4A1for
THR-DIGG | 32 | 1 Year - IMM Condensate/Sediment Tank valve exercise tasks | Digester Mixing System Condensate Tank Valves | THR-DIG-V-CTV | 27000000 | THR-DIG-V-5854 | Exercise the Valves as per 5A2 4A1for
THR-DIGG | 32 | 1 Year - IMM Condensate/Sediment Tank valve exercise tasks | Digester Mixing System Condensate Tank Valves | THR-DIG-V-CTV | 14000000 | THR-DIG-V-5452 | Exercise the Valves as per 5A2 4A1for
THR-DIGG | 32 | 1 Year - IMM Condensate/Sediment Tank valve exercise tasks | Digester Mixing System Condensate Tank Valves | THR-DIG-V-CTV | 31000000 | THR-DIG-V-5871 | Exercise the Valves as per 5A2 4A1for
THR-DIGG | 32 | 1 Year - IMM Condensate/Sediment Tank valve exercise tasks | Digester Mixing System Condensate Tank Valves | THR-DIG-V-CTV | 15000000 | THR-DIG-V-5453 | Exercise the Valves as per 5A2 4A1for
THR-DIGG | 32 | 1 Year - IMM Condensate/Sediment Tank valve exercise tasks | Digester Mixing System Condensate Tank Valves | THR-DIG-V-CTV | 32000000 | THR-DIG-V-5873 | Exercise the Valves as per 5A2 4A1for
THR-DIGG | 32 | 1 Year - IMM Condensate/Sediment Tank valve exercise tasks | Digester Mixing System Condensate Tank Valves | THR-DIG-V-CTV | 16000000 | THR-DIG-V-5471 | Exercise the Valves as per 5A2 4A1for
THR-DIGG | 32 | 1 Year - IMM Condensate/Sediment Tank valve exercise tasks | Digester Mixing System Condensate Tank Valves | THR-DIG-V-CTV | 33000000 | THR-DIG-V-5874 | Exercise the Valves as per 5A2 4A1for
THR-DIGG | 32 | 1 Year - IMM Condensate/Sediment Tank valve exercise tasks | Digester Mixing System Condensate Tank Valves | THR-DIG-V-CTV | 17000000 | THR-DIG-V-5472 | Exercise the Valves as per 5A2 4A1for
THR-DIGG | 32 | 1 Year - IMM Condensate/Sediment Tank valve exercise tasks | Digester Mixing System Condensate Tank Valves | THR-DIG-V-CTV | 18000000 | THR-DIG-V-5473 | Exercise the Valves as per 5A2 4A1for
THR-DIGG | 32 | 1 Year - IMM Condensate/Sediment Tank valve exercise tasks | Digester Mixing System Condensate Tank Valves | THR-DIG-V-CTV | 19000000 | THR-DIG-V-5630 | Exercise the Valves as per 5A2 4A1for
THR-DIGG | 32 | 1 Year - IMM Condensate/Sediment Tank valve exercise tasks | Digester Mixing System Condensate Tank Valves | THR-DIG-V-CTV | 20000000 | THR-DIG-V-5633 | Exercise the Valves as per 5A2 4A1for
THR-DIGG | 32 | 1 Year - IMM Condensate/Sediment Tank valve exercise tasks | Digester Mixing System Condensate Tank Valves | THR-DIG-V-CTV | 21000000 | THR-DIG-V-5632 | Exercise the Valves as per 5A2 4A1for
THR-DIGG | 32 | 1 Year - IMM Condensate/Sediment Tank valve exercise tasks | Digester Mixing System Condensate Tank Valves | THR-DIG-V-CTV | 22000000 | THR-DIG-V-5650 | Exercise the Valves as per 5A2 4A1for
THR-DIGG | 32 | 1 Year - IMM Condensate/Sediment Tank valve exercise tasks | Digester Mixing System Condensate Tank Valves | THR-DIG-V-CTV | 26000000 | THR-DIG-V-5851 | Exercise the Valves as per 5A2 4A1for
THR-DIGG | 32 | 1 Year - IMM Condensate/Sediment Tank valve exercise tasks | Digester Mixing System Condensate Tank Valves | THR-DIG-V-CTV | 28000000 | THR-DIG-V-5831 | Exercise the Valves as per 5A2 4A1for
THR-DIGG | 32 | 1 Year - IMM Condensate/Sediment Tank valve exercise tasks | Digester Mixing System Condensate Tank Valves | THR-DIG-V-CTV | 29000000 | THR-DIG-V-5833 | Exercise the Valves as per 5A2 4A1for
THR-DIGG | 32 | 1 Year - IMM Condensate/Sediment Tank valve exercise tasks | Digester Mixing System Condensate Tank Valves | THR-DIG-V-CTV | 30000000 | THR-DIG-V-5834 | Exercise the Valves as per 5A2 4A1for
THR-DIGG | 32 | 1 Year - IMM Condensate/Sediment Tank valve exercise tasks | Digester Mixing System Condensate Tank Valves | THR-DIG-V-CTV | 34000000 | THR-DIG-V-5672 | Exercise the Valves as per 5A2 4A1for
THR-DIGG | 32 | 1 Year - IMM Condensate/Sediment Tank valve exercise tasks | Digester Mixing System Condensate Tank Valves | THR-DIG-V-CTV | 35000000 | THR-DIG-V-5670 | Exercise the Valves as per 5A2 4A1for
THR-DIGG | 32 | 1 Year - IMM Condensate/Sediment Tank valve exercise tasks | Digester Mixing System Condensate Tank Valves | THR-DIG-V-CTV | 36000000 | THR-DIG-V-5673 | Exercise the Valves as per 5A2 4A1for
THR-DIGG | 43 | Quarterly - IMM Gas compressor gas accumulator check(as per list of Activities) | Digester, Gas Compressors | THR-DIG-C | 2000000 | THR-DIG-C-5260 | Drain the digester gas compressor accumulator removing condensatefor
THR-DIGG | 43 | Quarterly - IMM Gas compressor gas accumulator check(as per list of Activities) | Digester, Gas Compressors | THR-DIG-C | 1000000 | THR-DIG-C-5240 | Drain the digester gas compressor accumulator removing condensatefor
THR-DIGG | 43 | Quarterly - IMM Gas compressor gas accumulator check(as per list of Activities) | Digester, Gas Compressors | THR-DIG-C | 3000000 | THR-DIG-C-5280 | Drain the digester gas compressor accumulator removing condensatefor
THR-DIGG | 43 | Quarterly - IMM Gas compressor gas accumulator check(as per list of Activities) | Digester, Gas Compressors | THR-DIG-C | 6000000 | THR-DIG-C-5480 | Drain the digester gas compressor accumulator removing condensatefor
THR-DIGG | 43 | Quarterly - IMM Gas compressor gas accumulator check(as per list of Activities) | Digester, Gas Compressors | THR-DIG-C | 4000000 | THR-DIG-C-5440 | Drain the digester gas compressor accumulator removing condensatefor
THR-DIGG | 43 | Quarterly - IMM Gas compressor gas accumulator check(as per list of Activities) | Digester, Gas Compressors | THR-DIG-C | 7000000 | THR-DIG-C-5640 | Drain the digester gas compressor accumulator removing condensatefor
THR-DIGG | 43 | Quarterly - IMM Gas compressor gas accumulator check(as per list of Activities) | Digester, Gas Compressors | THR-DIG-C | 5000000 | THR-DIG-C-5460 | Drain the digester gas compressor accumulator removing condensatefor
THR-DIGG | 43 | Quarterly - IMM Gas compressor gas accumulator check(as per list of Activities) | Digester, Gas Compressors | THR-DIG-C | 8000000 | THR-DIG-C-5660 | Drain the digester gas compressor accumulator removing condensatefor
THR-DIGG | 43 | Quarterly - IMM Gas compressor gas accumulator check(as per list of Activities) | Digester, Gas Compressors | THR-DIG-C | 10000000 | THR-DIG-C-5840 | Drain the digester gas compressor accumulator removing condensatefor
THR-DIGG | 43 | Quarterly - IMM Gas compressor gas accumulator check(as per list of Activities) | Digester, Gas Compressors | THR-DIG-C | 9000000 | THR-DIG-C-5680 | Drain the digester gas compressor accumulator removing condensatefor
THR-DIGG | 43 | Quarterly - IMM Gas compressor gas accumulator check(as per list of Activities) | Digester, Gas Compressors | THR-DIG-C | 11000000 | THR-DIG-C-5860 | Drain the digester gas compressor accumulator removing condensatefor
THR-DIGG | 43 | Quarterly - IMM Gas compressor gas accumulator check(as per list of Activities) | Digester, Gas Compressors | THR-DIG-C | 12000000 | THR-DIG-C-5880 | Drain the digester gas compressor accumulator removing condensatefor
THR-DIGG | 47 | 1 Year-IMM Gas compressor Lube Pump Inspection | Digester Compressor Lube Oil Pumps, Gas Mixing System | THR-DIG-P-CL | 3000000 | THR-DIG-P-5280C | Inspection of Dig Comp Lube Pump as per for
THR-DIGG | 47 | 1 Year-IMM Gas compressor Lube Pump Inspection | Digester Compressor Lube Oil Pumps, Gas Mixing System | THR-DIG-P-CL | 1000000 | THR-DIG-P-5240C | Inspection of Dig Comp Lube Pump as per for
THR-DIGG | 47 | 1 Year-IMM Gas compressor Lube Pump Inspection | Digester Compressor Lube Oil Pumps, Gas Mixing System | THR-DIG-P-CL | 4000000 | THR-DIG-P-5440C | Inspection of Dig Comp Lube Pump as per for
THR-DIGG | 47 | 1 Year-IMM Gas compressor Lube Pump Inspection | Digester Compressor Lube Oil Pumps, Gas Mixing System | THR-DIG-P-CL | 2000000 | THR-DIG-P-5260C | Inspection of Dig Comp Lube Pump as per for
THR-DIGG | 47 | 1 Year-IMM Gas compressor Lube Pump Inspection | Digester Compressor Lube Oil Pumps, Gas Mixing System | THR-DIG-P-CL | 5000000 | THR-DIG-P-5460C | Inspection of Dig Comp Lube Pump as per for
THR-DIGG | 47 | 1 Year-IMM Gas compressor Lube Pump Inspection | Digester Compressor Lube Oil Pumps, Gas Mixing System | THR-DIG-P-CL | 6000000 | THR-DIG-P-5480C | Inspection of Dig Comp Lube Pump as per for
THR-DIGG | 47 | 1 Year-IMM Gas compressor Lube Pump Inspection | Digester Compressor Lube Oil Pumps, Gas Mixing System | THR-DIG-P-CL | 7000000 | THR-DIG-P-5642 | Inspection of Dig Comp Lube Pump as per for
THR-DIGG | 47 | 1 Year-IMM Gas compressor Lube Pump Inspection | Digester Compressor Lube Oil Pumps, Gas Mixing System | THR-DIG-P-CL | 9000000 | THR-DIG-P-5682 | Inspection of Dig Comp Lube Pump as per for
THR-DIGG | 47 | 1 Year-IMM Gas compressor Lube Pump Inspection | Digester Compressor Lube Oil Pumps, Gas Mixing System | THR-DIG-P-CL | 8000000 | THR-DIG-P-5662 | Inspection of Dig Comp Lube Pump as per for
THR-DIGG | 47 | 1 Year-IMM Gas compressor Lube Pump Inspection | Digester Compressor Lube Oil Pumps, Gas Mixing System | THR-DIG-P-CL | 10000000 | THR-DIG-P-5842 | Inspection of Dig Comp Lube Pump as per for
THR-DIGG | 47 | 1 Year-IMM Gas compressor Lube Pump Inspection | Digester Compressor Lube Oil Pumps, Gas Mixing System | THR-DIG-P-CL | 11000000 | THR-DIG-P-5862 | Inspection of Dig Comp Lube Pump as per for
THR-DIGG | 47 | 1 Year-IMM Gas compressor Lube Pump Inspection | Digester Compressor Lube Oil Pumps, Gas Mixing System | THR-DIG-P-CL | 12000000 | THR-DIG-P-5882 | Inspection of Dig Comp Lube Pump as per for
THR-DIGG | 49 | 6 Months - EICT Digester (2 &3) New Pressure Transmitters Cleaning | Transmitter, Pressure, Digester Tank 0200, Solid Treatment, Digester 2 | THR-DIG-PIT-0202 | 1000000 | THR-DIG-PIT-0202 | Clean the Pressure Transmitter
THR-DIGG | 49 | 6 Months - EICT Digester (2 &3) New Pressure Transmitters Cleaning | Transmitter, Pressure, Digester Tank 0200, Solid Treatment, Digester 2 | THR-DIG-PIT-0202 | 2000000 | THR-DIG-PIT-0302 | Clean the Pressure Transmitter
THR-DIS | 4 | Monthly - IMM Check leak around detection holes and stave joints (AS PER ACTIVITY LIST) | Disinfection, Tank, Sodium Hypochlorite Storage | THR-DIS-T-SH | 1000000 | THR-DIS-T-1000 | Check around the tank at the leak detection holes and stave joints for leak for
THR-DIS | 4 | Monthly - IMM Check leak around detection holes and stave joints (AS PER ACTIVITY LIST) | Disinfection, Tank, Sodium Hypochlorite Storage | THR-DIS-T-SH | 3000000 | THR-DIS-T-3000 | Check around the tank at the leak detection holes and stave joints for leak for
THR-DIS | 4 | Monthly - IMM Check leak around detection holes and stave joints (AS PER ACTIVITY LIST) | Disinfection, Tank, Sodium Hypochlorite Storage | THR-DIS-T-SH | 2000000 | THR-DIS-T-2000 | Check around the tank at the leak detection holes and stave joints for leak for
THR-DIS | 4 | Monthly - IMM Check leak around detection holes and stave joints (AS PER ACTIVITY LIST) | Disinfection, Tank, Sodium Hypochlorite Storage | THR-DIS-T-SH | 4000000 | THR-DIS-T-4000 | Check around the tank at the leak detection holes and stave joints for leak for
THR-DIS | 4 | Monthly - IMM Check leak around detection holes and stave joints (AS PER ACTIVITY LIST) | Disinfection, Tank, Sodium Hypochlorite Storage | THR-DIS-T-SH | 6000000 | THR-DIS-T-6000 | Check around the tank at the leak detection holes and stave joints for leak for
THR-DIS | 4 | Monthly - IMM Check leak around detection holes and stave joints (AS PER ACTIVITY LIST) | Disinfection, Tank, Sodium Hypochlorite Storage | THR-DIS-T-SH | 5000000 | THR-DIS-T-5000 | Check around the tank at the leak detection holes and stave joints for leak for
THR-DIS | 4 | Monthly - IMM Check leak around detection holes and stave joints (AS PER ACTIVITY LIST) | Disinfection, Tank, Sodium Hypochlorite Storage | THR-DIS-T-SH | 8000000 | THR-DIS-T-8000 | Check around the tank at the leak detection holes and stave joints for leak for
THR-DIS | 4 | Monthly - IMM Check leak around detection holes and stave joints (AS PER ACTIVITY LIST) | Disinfection, Tank, Sodium Hypochlorite Storage | THR-DIS-T-SH | 7000000 | THR-DIS-T-7000 | Check around the tank at the leak detection holes and stave joints for leak for
THR-DIS | 9 | Yearly - IMM Efficiency Test of Sodium Hypochlorite Dosing Pump (AS PER ACTIVITY LIST) | Pumps,Disinfection, Sump & Chlorine Solution | THR-DIS-P-SUS | 1000000 | THR-DIS-P-0110 | THR Verification check of the sodium hypochlorite dosing pump efficiency
THR-DIS | 9 | Yearly - IMM Efficiency Test of Sodium Hypochlorite Dosing Pump (AS PER ACTIVITY LIST) | Pumps,Disinfection, Sump & Chlorine Solution | THR-DIS-P-SUS | 5000000 | THR-DIS-P-0310 | THR Verification check of the sodium hypochlorite dosing pump efficiency
THR-DIS | 9 | Yearly - IMM Efficiency Test of Sodium Hypochlorite Dosing Pump (AS PER ACTIVITY LIST) | Pumps,Disinfection, Sump & Chlorine Solution | THR-DIS-P-SUS | 2000000 | THR-DIS-P-0120 | THR Verification check of the sodium hypochlorite dosing pump efficiency
THR-DIS | 9 | Yearly - IMM Efficiency Test of Sodium Hypochlorite Dosing Pump (AS PER ACTIVITY LIST) | Pumps,Disinfection, Sump & Chlorine Solution | THR-DIS-P-SUS | 6000000 | THR-DIS-P-0320 | THR Verification check of the sodium hypochlorite dosing pump efficiency
THR-DIS | 9 | Yearly - IMM Efficiency Test of Sodium Hypochlorite Dosing Pump (AS PER ACTIVITY LIST) | Pumps,Disinfection, Sump & Chlorine Solution | THR-DIS-P-SUS | 3000000 | THR-DIS-P-0210 | THR Verification check of the sodium hypochlorite dosing pump efficiency
THR-DIS | 9 | Yearly - IMM Efficiency Test of Sodium Hypochlorite Dosing Pump (AS PER ACTIVITY LIST) | Pumps,Disinfection, Sump & Chlorine Solution | THR-DIS-P-SUS | 8000000 | THR-DIS-P-0420 | THR Verification check of the sodium hypochlorite dosing pump efficiency
THR-DIS | 9 | Yearly - IMM Efficiency Test of Sodium Hypochlorite Dosing Pump (AS PER ACTIVITY LIST) | Pumps,Disinfection, Sump & Chlorine Solution | THR-DIS-P-SUS | 4000000 | THR-DIS-P-0220 | THR Verification check of the sodium hypochlorite dosing pump efficiency
THR-DIS | 9 | Yearly - IMM Efficiency Test of Sodium Hypochlorite Dosing Pump (AS PER ACTIVITY LIST) | Pumps,Disinfection, Sump & Chlorine Solution | THR-DIS-P-SUS | 10000000 | THR-DIS-P-0520 | THR Verification check of the sodium hypochlorite dosing pump efficiency
THR-DIS | 9 | Yearly - IMM Efficiency Test of Sodium Hypochlorite Dosing Pump (AS PER ACTIVITY LIST) | Pumps,Disinfection, Sump & Chlorine Solution | THR-DIS-P-SUS | 7000000 | THR-DIS-P-0410 | THR Verification check of the sodium hypochlorite dosing pump efficiency
THR-DIS | 9 | Yearly - IMM Efficiency Test of Sodium Hypochlorite Dosing Pump (AS PER ACTIVITY LIST) | Pumps,Disinfection, Sump & Chlorine Solution | THR-DIS-P-SUS | 12000000 | THR-DIS-P-0620 | THR Verification check of the sodium hypochlorite dosing pump efficiency
THR-DIS | 9 | Yearly - IMM Efficiency Test of Sodium Hypochlorite Dosing Pump (AS PER ACTIVITY LIST) | Pumps,Disinfection, Sump & Chlorine Solution | THR-DIS-P-SUS | 9000000 | THR-DIS-P-0410 | THR Verification check of the sodium hypochlorite dosing pump efficiency
THR-DIS | 9 | Yearly - IMM Efficiency Test of Sodium Hypochlorite Dosing Pump (AS PER ACTIVITY LIST) | Pumps,Disinfection, Sump & Chlorine Solution | THR-DIS-P-SUS | 11000000 | THR-DIS-P-0610 | THR Verification check of the sodium hypochlorite dosing pump efficiency
THR-DIS | 16 | Yearly - IMM Check the condition of sodium hypochlorite holding tanks (AS PER ACTIVITY LIST) | Disinfection, Tank, Sodium Hypochlorite Storage | THR-DIS-T-SH | 3000000 | THR-DIS-T-3000 | THR Check sodium hypochlorite tank condition
THR-DIS | 16 | Yearly - IMM Check the condition of sodium hypochlorite holding tanks (AS PER ACTIVITY LIST) | Disinfection, Tank, Sodium Hypochlorite Storage | THR-DIS-T-SH | 1000000 | THR-DIS-T-1000 | THR Check sodium hypochlorite tank condition
THR-DIS | 16 | Yearly - IMM Check the condition of sodium hypochlorite holding tanks (AS PER ACTIVITY LIST) | Disinfection, Tank, Sodium Hypochlorite Storage | THR-DIS-T-SH | 4000000 | THR-DIS-T-4000 | THR Check sodium hypochlorite tank condition
THR-DIS | 16 | Yearly - IMM Check the condition of sodium hypochlorite holding tanks (AS PER ACTIVITY LIST) | Disinfection, Tank, Sodium Hypochlorite Storage | THR-DIS-T-SH | 2000000 | THR-DIS-T-2000 | THR Check sodium hypochlorite tank condition
THR-DIS | 16 | Yearly - IMM Check the condition of sodium hypochlorite holding tanks (AS PER ACTIVITY LIST) | Disinfection, Tank, Sodium Hypochlorite Storage | THR-DIS-T-SH | 5000000 | THR-DIS-T-5000 | THR Check sodium hypochlorite tank condition
THR-DIS | 16 | Yearly - IMM Check the condition of sodium hypochlorite holding tanks (AS PER ACTIVITY LIST) | Disinfection, Tank, Sodium Hypochlorite Storage | THR-DIS-T-SH | 6000000 | THR-DIS-T-6000 | THR Check sodium hypochlorite tank condition
THR-DIS | 16 | Yearly - IMM Check the condition of sodium hypochlorite holding tanks (AS PER ACTIVITY LIST) | Disinfection, Tank, Sodium Hypochlorite Storage | THR-DIS-T-SH | 8000000 | THR-DIS-T-8000 | THR Check sodium hypochlorite tank condition
THR-DIS | 16 | Yearly - IMM Check the condition of sodium hypochlorite holding tanks (AS PER ACTIVITY LIST) | Disinfection, Tank, Sodium Hypochlorite Storage | THR-DIS-T-SH | 7000000 | THR-DIS-T-7000 | THR Check sodium hypochlorite tank condition
THR-ELS | 5 | 3 Months - CONTRACTOR Electrical safety gloves checks | Electrical Rubber Gloves, Safety Equipment | THR-ELS-SQ-ERG | 2000000 | THR-ELS-SQ-0431 | Test the electrical safety rubber gloves for
THR-ELS | 5 | 3 Months - CONTRACTOR Electrical safety gloves checks | Electrical Rubber Gloves, Safety Equipment | THR-ELS-SQ-ERG | 1000000 | THR-ELS-SQ-0075 | Test the electrical safety rubber gloves for
THR-ELS | 5 | 3 Months - CONTRACTOR Electrical safety gloves checks | Electrical Rubber Gloves, Safety Equipment | THR-ELS-SQ-ERG | 3000000 | THR-ELS-SQ-0902 | Test the electrical safety rubber gloves for
THR-ELS | 5 | 3 Months - CONTRACTOR Electrical safety gloves checks | Electrical Rubber Gloves, Safety Equipment | THR-ELS-SQ-ERG | 5000000 | THR-ELS-SQ-0801 | Test the electrical safety rubber gloves for
THR-ELS | 5 | 3 Months - CONTRACTOR Electrical safety gloves checks | Electrical Rubber Gloves, Safety Equipment | THR-ELS-SQ-ERG | 4000000 | THR-ELS-SQ-0660 | Test the electrical safety rubber gloves for
THR-ELS | 5 | 3 Months - CONTRACTOR Electrical safety gloves checks | Electrical Rubber Gloves, Safety Equipment | THR-ELS-SQ-ERG | 6000000 | THR-ELS-SQ-0289 | Test the electrical safety rubber gloves for
THR-ELS | 5 | 3 Months - CONTRACTOR Electrical safety gloves checks | Electrical Rubber Gloves, Safety Equipment | THR-ELS-SQ-ERG | 10000000 | THR-ELS-SQ-0802 | Test the electrical safety rubber gloves for
THR-ELS | 5 | 3 Months - CONTRACTOR Electrical safety gloves checks | Electrical Rubber Gloves, Safety Equipment | THR-ELS-SQ-ERG | 7000000 | THR-ELS-SQ-0281 | Test the electrical safety rubber gloves for
THR-ELS | 5 | 3 Months - CONTRACTOR Electrical safety gloves checks | Electrical Rubber Gloves, Safety Equipment | THR-ELS-SQ-ERG | 14000000 | THR-ELS-SQ-0897 | Test the electrical safety rubber gloves for
THR-ELS | 5 | 3 Months - CONTRACTOR Electrical safety gloves checks | Electrical Rubber Gloves, Safety Equipment | THR-ELS-SQ-ERG | 8000000 | THR-ELS-SQ-0900 | Test the electrical safety rubber gloves for
THR-ELS | 5 | 3 Months - CONTRACTOR Electrical safety gloves checks | Electrical Rubber Gloves, Safety Equipment | THR-ELS-SQ-ERG | 16000000 | THR-ELS-SQ-0999 | Test the electrical safety rubber gloves for
THR-ELS | 5 | 3 Months - CONTRACTOR Electrical safety gloves checks | Electrical Rubber Gloves, Safety Equipment | THR-ELS-SQ-ERG | 9000000 | THR-ELS-SQ-0211 | Test the electrical safety rubber gloves for
THR-ELS | 5 | 3 Months - CONTRACTOR Electrical safety gloves checks | Electrical Rubber Gloves, Safety Equipment | THR-ELS-SQ-ERG | 17000000 | THR-ELS-SQ-9494 | Test the electrical safety rubber gloves for
THR-ELS | 5 | 3 Months - CONTRACTOR Electrical safety gloves checks | Electrical Rubber Gloves, Safety Equipment | THR-ELS-SQ-ERG | 11000000 | THR-ELS-SQ-0800 | Test the electrical safety rubber gloves for
THR-ELS | 5 | 3 Months - CONTRACTOR Electrical safety gloves checks | Electrical Rubber Gloves, Safety Equipment | THR-ELS-SQ-ERG | 19000000 | THR-ELS-SQ-0404 | Test the electrical safety rubber gloves for
THR-ELS | 5 | 3 Months - CONTRACTOR Electrical safety gloves checks | Electrical Rubber Gloves, Safety Equipment | THR-ELS-SQ-ERG | 12000000 | THR-ELS-SQ-9236 | Test the electrical safety rubber gloves for
THR-ELS | 5 | 3 Months - CONTRACTOR Electrical safety gloves checks | Electrical Rubber Gloves, Safety Equipment | THR-ELS-SQ-ERG | 20000000 | THR-ELS-SQ-0896 | Test the electrical safety rubber gloves for
THR-ELS | 5 | 3 Months - CONTRACTOR Electrical safety gloves checks | Electrical Rubber Gloves, Safety Equipment | THR-ELS-SQ-ERG | 13000000 | THR-ELS-SQ-0893 | Test the electrical safety rubber gloves for
THR-ELS | 5 | 3 Months - CONTRACTOR Electrical safety gloves checks | Electrical Rubber Gloves, Safety Equipment | THR-ELS-SQ-ERG | 15000000 | THR-ELS-SQ-0290 | Test the electrical safety rubber gloves for
THR-ELS | 5 | 3 Months - CONTRACTOR Electrical safety gloves checks | Electrical Rubber Gloves, Safety Equipment | THR-ELS-SQ-ERG | 18000000 | THR-ELS-SQ-9239 | Test the electrical safety rubber gloves for
THR-ELS | 13 | Yearly - EICT Check the 4.16 kV switchgear room station grounding system | Electrical System, Co-Generation | THR-ELS-CG | 3000000 | THR-ELS-GCB | Check the 416 KV switchgear room station grounding system
THR-ELS | 13 | Yearly - EICT Check the 4.16 kV switchgear room station grounding system | Electrical System, Co-Generation | THR-ELS-CG | 1000000 | THR-ELS-CG | Check the 416 KV switchgear room station grounding system
THR-ELS | 13 | Yearly - EICT Check the 4.16 kV switchgear room station grounding system | Electrical System, Co-Generation | THR-ELS-CG | 4000000 | THR-ELS-EPS | Check the 416 KV switchgear room station grounding system
THR-ELS | 13 | Yearly - EICT Check the 4.16 kV switchgear room station grounding system | Electrical System, Co-Generation | THR-ELS-CG | 2000000 | THR-ELS-EPS | Check the 416 KV switchgear room station grounding system
THR-ELS | 13 | Yearly - EICT Check the 4.16 kV switchgear room station grounding system | Electrical System, Co-Generation | THR-ELS-CG | 5000000 | THR-ELS-NS | Check the 416 KV switchgear room station grounding system
THR-ELS | 13 | Yearly - EICT Check the 4.16 kV switchgear room station grounding system | Electrical System, Co-Generation | THR-ELS-CG | 7000000 | THR-ELS-CG | Check the 416 KV switchgear room station grounding system
THR-ELS | 13 | Yearly - EICT Check the 4.16 kV switchgear room station grounding system | Electrical System, Co-Generation | THR-ELS-CG | 6000000 | THR-ELS-STB | Check the 416 KV switchgear room station grounding system
THR-ELS | 13 | Yearly - EICT Check the 4.16 kV switchgear room station grounding system | Electrical System, Co-Generation | THR-ELS-CG | 8000000 | THR-ELS-CG | Check the 416 KV switchgear room station grounding system
THR-ELS | 14 | Yearly - EICT Check the MCC electrical room Grounding System (AS PER ACTIVITY LIST) | Electrical System, Administration Building | THR-ELS-ADM | 2000000 | THR-ELS-MCC-1002 | Check the MCC Electrical room Grounding System for
THR-ELS | 14 | Yearly - EICT Check the MCC electrical room Grounding System (AS PER ACTIVITY LIST) | Electrical System, Administration Building | THR-ELS-ADM | 1000000 | THR-ELS-MCC-1001 | Check the MCC Electrical room Grounding System for
THR-ELS | 14 | Yearly - EICT Check the MCC electrical room Grounding System (AS PER ACTIVITY LIST) | Electrical System, Aeration and Galleries | THR-ELS-AER | 1000000 | THR-ELS-MCC-3701 | Check the MCC Electrical room Grounding System for
THR-ELS | 14 | Yearly - EICT Check the MCC electrical room Grounding System (AS PER ACTIVITY LIST) | Electrical System, Aeration and Galleries | THR-ELS-AER | 2000000 | THR-ELS-MCC-3702 | Check the MCC Electrical room Grounding System for
THR-ELS | 14 | Yearly - EICT Check the MCC electrical room Grounding System (AS PER ACTIVITY LIST) | Electrical System, Co-Generation | THR-ELS-CG | 1000000 | THR-ELS-MCC-2400 | Check the MCC Electrical room Grounding System for
THR-ELS | 14 | Yearly - EICT Check the MCC electrical room Grounding System (AS PER ACTIVITY LIST) | Electrical System, Co-Generation | THR-ELS-CG | 2000000 | THR-ELS-MCC-2502 | Check the MCC Electrical room Grounding System for
THR-ELS | 14 | Yearly - EICT Check the MCC electrical room Grounding System (AS PER ACTIVITY LIST) | Electrical System, Digester Tanks | THR-ELS-DIG | 1000000 | THR-ELS-MCC-3401 | Check the MCC Electrical room Grounding System for
THR-ELS | 14 | Yearly - EICT Check the MCC electrical room Grounding System (AS PER ACTIVITY LIST) | Electrical System, Digester Tanks | THR-ELS-DIG | 2000000 | THR-ELS-MCC-3401A | Check the MCC Electrical room Grounding System for
THR-ELS | 14 | Yearly - EICT Check the MCC electrical room Grounding System (AS PER ACTIVITY LIST) | Electrical System, Digester Tanks | THR-ELS-DIG | 3000000 | THR-ELS-MCC-3402 | Check the MCC Electrical room Grounding System for
THR-ELS | 14 | Yearly - EICT Check the MCC electrical room Grounding System (AS PER ACTIVITY LIST) | Electrical System, Digester Tanks | THR-ELS-DIG | 4000000 | THR-ELS-MCC-3402A | Check the MCC Electrical room Grounding System for
THR-ELS | 14 | Yearly - EICT Check the MCC electrical room Grounding System (AS PER ACTIVITY LIST) | Electrical System, Disinfection, Chlorine Building | THR-ELS-DIS | 2000000 | THR-ELS-MCC-0602 | Check the MCC Electrical room Grounding System for
THR-ELS | 14 | Yearly - EICT Check the MCC electrical room Grounding System (AS PER ACTIVITY LIST) | Electrical System, Disinfection, Chlorine Building | THR-ELS-DIS | 1000000 | THR-ELS-MCC-0601 | Check the MCC Electrical room Grounding System for
THR-ELS | 14 | Yearly - EICT Check the MCC electrical room Grounding System (AS PER ACTIVITY LIST) | Electrical System, Disinfection, Chlorine Building | THR-ELS-DIS | 3000000 | THR-ELS-MCC-0603 | Check the MCC Electrical room Grounding System for
THR-ELS | 14 | Yearly - EICT Check the MCC electrical room Grounding System (AS PER ACTIVITY LIST) | Electrical System, Disinfection, Chlorine Building | THR-ELS-DIS | 4000000 | THR-ELS-MCC-0604 | Check the MCC Electrical room Grounding System for
THR-ELS | 14 | Yearly - EICT Check the MCC electrical room Grounding System (AS PER ACTIVITY LIST) | Electrical System, East Maintenance Shop | THR-ELS-EMS | 1000000 | THR-ELS-MCC-0901 | Check the MCC Electrical room Grounding System for
THR-ELS | 14 | Yearly - EICT Check the MCC electrical room Grounding System (AS PER ACTIVITY LIST) | Electrical System, East Maintenance Shop | THR-ELS-EMS | 2000000 | THR-ELS-MCC-0902 | Check the MCC Electrical room Grounding System for
THR-ELS | 14 | Yearly - EICT Check the MCC electrical room Grounding System (AS PER ACTIVITY LIST) | Electrical System, Effluent Pumping System | THR-ELS-EPS | 3000000 | THR-ELS-MCC-1703 | Check the MCC Electrical room Grounding System for
THR-ELS | 14 | Yearly - EICT Check the MCC electrical room Grounding System (AS PER ACTIVITY LIST) | Electrical System, Effluent Pumping System | THR-ELS-EPS | 1000000 | THR-ELS-MCC-1701 | Check the MCC Electrical room Grounding System for
THR-ELS | 14 | Yearly - EICT Check the MCC electrical room Grounding System (AS PER ACTIVITY LIST) | Electrical System, Effluent Pumping System | THR-ELS-EPS | 2000000 | THR-ELS-MCC-1702 | Check the MCC Electrical room Grounding System for
THR-ELS | 14 | Yearly - EICT Check the MCC electrical room Grounding System (AS PER ACTIVITY LIST) | Electrical System, Ferrous Chloride Building | THR-ELS-FC | 1000000 | THR-ELS-MCC-0401 | Check the MCC Electrical room Grounding System for
THR-ELS | 14 | Yearly - EICT Check the MCC electrical room Grounding System (AS PER ACTIVITY LIST) | Electrical System, Ferrous Chloride Building | THR-ELS-FC | 2000000 | THR-ELS-MCC-0402 | Check the MCC Electrical room Grounding System for
THR-ELS | 14 | Yearly - EICT Check the MCC electrical room Grounding System (AS PER ACTIVITY LIST) | Electrical System, Filtered Plant Water Building | THR-ELS-FPW | 2000000 | THR-ELS-MCC-3302 | Check the MCC Electrical room Grounding System for
THR-ELS | 14 | Yearly - EICT Check the MCC electrical room Grounding System (AS PER ACTIVITY LIST) | Electrical System, Filtered Plant Water Building | THR-ELS-FPW | 3000000 | THR-ELS-MCC-3801 | Check the MCC Electrical room Grounding System for
THR-ELS | 14 | Yearly - EICT Check the MCC electrical room Grounding System (AS PER ACTIVITY LIST) | Electrical System, Filtered Plant Water Building | THR-ELS-FPW | 4000000 | THR-ELS-MCC-3802 | Check the MCC Electrical room Grounding System for
THR-ELS | 14 | Yearly - EICT Check the MCC electrical room Grounding System (AS PER ACTIVITY LIST) | Electrical System, Filtered Plant Water Building | THR-ELS-FPW | 1000000 | THR-ELS-MCC-3301 | Check the MCC Electrical room Grounding System for
THR-ELS | 14 | Yearly - EICT Check the MCC electrical room Grounding System (AS PER ACTIVITY LIST) | Electrical System, Final Sedimentation Tanks & Galleries | THR-ELS-FST | 1000000 | THR-ELS-MCC-0301 | Check the MCC Electrical room Grounding System for
THR-ELS | 14 | Yearly - EICT Check the MCC electrical room Grounding System (AS PER ACTIVITY LIST) | Electrical System, Final Sedimentation Tanks & Galleries | THR-ELS-FST | 3000000 | THR-ELS-MCC-2001 | Check the MCC Electrical room Grounding System for
THR-ELS | 14 | Yearly - EICT Check the MCC electrical room Grounding System (AS PER ACTIVITY LIST) | Electrical System, Final Sedimentation Tanks & Galleries | THR-ELS-FST | 4000000 | THR-ELS-MCC-2002 | Check the MCC Electrical room Grounding System for
THR-ELS | 14 | Yearly - EICT Check the MCC electrical room Grounding System (AS PER ACTIVITY LIST) | Electrical System, Final Sedimentation Tanks & Galleries | THR-ELS-FST | 2000000 | THR-ELS-MCC-0302 | Check the MCC Electrical room Grounding System for
THR-ELS | 14 | Yearly - EICT Check the MCC electrical room Grounding System (AS PER ACTIVITY LIST) | Electrical System, Final Sedimentation Tanks & Galleries | THR-ELS-FST | 5000000 | THR-ELS-MCC-0801 | Check the MCC Electrical room Grounding System for
THR-ELS | 14 | Yearly - EICT Check the MCC electrical room Grounding System (AS PER ACTIVITY LIST) | Electrical System, Final Sedimentation Tanks & Galleries | THR-ELS-FST | 6000000 | THR-ELS-MCC-0802 | Check the MCC Electrical room Grounding System for
THR-ELS | 14 | Yearly - EICT Check the MCC electrical room Grounding System (AS PER ACTIVITY LIST) | Electrical System, Digester Gas Compressor Building | THR-ELS-GCB | 2000000 | THR-ELS-MCC-1502 | Check the MCC Electrical room Grounding System for
THR-ELS | 14 | Yearly - EICT Check the MCC electrical room Grounding System (AS PER ACTIVITY LIST) | Electrical System, Digester Gas Compressor Building | THR-ELS-GCB | 1000000 | THR-ELS-MCC-1501 | Check the MCC Electrical room Grounding System for
THR-ELS | 14 | Yearly - EICT Check the MCC electrical room Grounding System (AS PER ACTIVITY LIST) | Electrical System, Digester Gas Compressor Building | THR-ELS-GCB | 3000000 | THR-ELS-MCC-2302 | Check the MCC Electrical room Grounding System for
THR-ELS | 14 | Yearly - EICT Check the MCC electrical room Grounding System (AS PER ACTIVITY LIST) | Electrical System, Grit Bldg., North Prelimanry and Primary Station | THR-ELS-GRIT | 3000000 | THR-ELS-MCC-3202 | Check the MCC Electrical room Grounding System for
THR-ELS | 14 | Yearly - EICT Check the MCC electrical room Grounding System (AS PER ACTIVITY LIST) | Electrical System, Grit Bldg., North Prelimanry and Primary Station | THR-ELS-GRIT | 4000000 | THR-ELS-MCC-3221 | Check the MCC Electrical room Grounding System for
THR-ELS | 14 | Yearly - EICT Check the MCC electrical room Grounding System (AS PER ACTIVITY LIST) | Electrical System, Grit Bldg., North Prelimanry and Primary Station | THR-ELS-GRIT | 1000000 | THR-ELS-MCC-3202B | Check the MCC Electrical room Grounding System for
THR-ELS | 14 | Yearly - EICT Check the MCC electrical room Grounding System (AS PER ACTIVITY LIST) | Electrical System, Grit Bldg., North Prelimanry and Primary Station | THR-ELS-GRIT | 2000000 | THR-ELS-MCC-3201 | Check the MCC Electrical room Grounding System for
THR-ELS | 14 | Yearly - EICT Check the MCC electrical room Grounding System (AS PER ACTIVITY LIST) | Electrical System, Grit Bldg., North Prelimanry and Primary Station | THR-ELS-GRIT | 5000000 | THR-ELS-MCC-3222 | Check the MCC Electrical room Grounding System for
THR-ELS | 14 | Yearly - EICT Check the MCC electrical room Grounding System (AS PER ACTIVITY LIST) | Electrical System, Head House and Engine Room | THR-ELS-HH | 3000000 | THR-ELS-MCC-0701 | Check the MCC Electrical room Grounding System for
THR-ELS | 14 | Yearly - EICT Check the MCC electrical room Grounding System (AS PER ACTIVITY LIST) | Electrical System, Head House and Engine Room | THR-ELS-HH | 6000000 | THR-ELS-MCC-2902 | Check the MCC Electrical room Grounding System for
THR-ELS | 14 | Yearly - EICT Check the MCC electrical room Grounding System (AS PER ACTIVITY LIST) | Electrical System, Head House and Engine Room | THR-ELS-HH | 1000000 | THR-ELS-MCC-2921 | Check the MCC Electrical room Grounding System for
THR-ELS | 14 | Yearly - EICT Check the MCC electrical room Grounding System (AS PER ACTIVITY LIST) | Electrical System, Head House and Engine Room | THR-ELS-HH | 2000000 | THR-ELS-MCC-2922 | Check the MCC Electrical room Grounding System for
THR-ELS | 14 | Yearly - EICT Check the MCC electrical room Grounding System (AS PER ACTIVITY LIST) | Electrical System, Head House and Engine Room | THR-ELS-HH | 4000000 | THR-ELS-MCC-0702 | Check the MCC Electrical room Grounding System for
THR-ELS | 14 | Yearly - EICT Check the MCC electrical room Grounding System (AS PER ACTIVITY LIST) | Electrical System, Head House and Engine Room | THR-ELS-HH | 5000000 | THR-ELS-MCC-2901 | Check the MCC Electrical room Grounding System for
THR-ELS | 14 | Yearly - EICT Check the MCC electrical room Grounding System (AS PER ACTIVITY LIST) | Electrical System, High Pressure Blower Building | THR-ELS-HPBB | 2000000 | THR-ELS-MCC-1802 | Check the MCC Electrical room Grounding System for
THR-ELS | 14 | Yearly - EICT Check the MCC electrical room Grounding System (AS PER ACTIVITY LIST) | Electrical System, High Pressure Blower Building | THR-ELS-HPBB | 1000000 | THR-ELS-MCC-1801 | Check the MCC Electrical room Grounding System for
THR-ELS | 14 | Yearly - EICT Check the MCC electrical room Grounding System (AS PER ACTIVITY LIST) | Electrical System, Primary Station South | THR-ELS-PRMS | 1000000 | THR-ELS-MCC-0022A | Check the MCC Electrical room Grounding System for
THR-ELS | 14 | Yearly - EICT Check the MCC electrical room Grounding System (AS PER ACTIVITY LIST) | Electrical System, Primary Station South | THR-ELS-PRMS | 2000000 | THR-ELS-MCC-1601 | Check the MCC Electrical room Grounding System for
THR-ELS | 14 | Yearly - EICT Check the MCC electrical room Grounding System (AS PER ACTIVITY LIST) | Electrical System, Primary Station South | THR-ELS-PRMS | 4000000 | THR-ELS-MCC-1301 | Check the MCC Electrical room Grounding System for
THR-ELS | 14 | Yearly - EICT Check the MCC electrical room Grounding System (AS PER ACTIVITY LIST) | Electrical System, Primary Station South | THR-ELS-PRMS | 3000000 | THR-ELS-MCC-1602 | Check the MCC Electrical room Grounding System for
THR-ELS | 14 | Yearly - EICT Check the MCC electrical room Grounding System (AS PER ACTIVITY LIST) | Electrical System, Primary Station South | THR-ELS-PRMS | 5000000 | THR-ELS-MCC-1302 | Check the MCC Electrical room Grounding System for
THR-ELS | 14 | Yearly - EICT Check the MCC electrical room Grounding System (AS PER ACTIVITY LIST) | Electrical System, Returns Sludge Pumping Station | THR-ELS-RSPS | 2000000 | THR-ELS-MCC-3602 | Check the MCC Electrical room Grounding System for
THR-ELS | 14 | Yearly - EICT Check the MCC electrical room Grounding System (AS PER ACTIVITY LIST) | Electrical System, Returns Sludge Pumping Station | THR-ELS-RSPS | 4000000 | THR-ELS-MCC-3502 | Check the MCC Electrical room Grounding System for
THR-ELS | 14 | Yearly - EICT Check the MCC electrical room Grounding System (AS PER ACTIVITY LIST) | Electrical System, Returns Sludge Pumping Station | THR-ELS-RSPS | 1000000 | THR-ELS-MCC-3601 | Check the MCC Electrical room Grounding System for
THR-ELS | 14 | Yearly - EICT Check the MCC electrical room Grounding System (AS PER ACTIVITY LIST) | Electrical System, Returns Sludge Pumping Station | THR-ELS-RSPS | 3000000 | THR-ELS-MCC-3501 | Check the MCC Electrical room Grounding System for
THR-ELS | 14 | Yearly - EICT Check the MCC electrical room Grounding System (AS PER ACTIVITY LIST) | Electrical System, Sludge Thickening Building | THR-ELS-STB | 2000000 | THR-ELS-MCC-1402 | Check the MCC Electrical room Grounding System for
THR-ELS | 14 | Yearly - EICT Check the MCC electrical room Grounding System (AS PER ACTIVITY LIST) | Electrical System, Sludge Thickening Building | THR-ELS-STB | 4000000 | THR-ELS-MCC-2601 | Check the MCC Electrical room Grounding System for
THR-ELS | 14 | Yearly - EICT Check the MCC electrical room Grounding System (AS PER ACTIVITY LIST) | Electrical System, Sludge Thickening Building | THR-ELS-STB | 1000000 | THR-ELS-MCC-1401 | Check the MCC Electrical room Grounding System for
THR-ELS | 14 | Yearly - EICT Check the MCC electrical room Grounding System (AS PER ACTIVITY LIST) | Electrical System, Sludge Thickening Building | THR-ELS-STB | 3000000 | THR-ELS-MCC-1403E | Check the MCC Electrical room Grounding System for
THR-ELS | 14 | Yearly - EICT Check the MCC electrical room Grounding System (AS PER ACTIVITY LIST) | Electrical System, Sludge Thickening Building | THR-ELS-STB | 5000000 | THR-ELS-MCC-2602 | Check the MCC Electrical room Grounding System for
THR-ELS | 14 | Yearly - EICT Check the MCC electrical room Grounding System (AS PER ACTIVITY LIST) | Electrical System, Sludge Thickening Building | THR-ELS-STB | 6000000 | THR-ELS-MCC-2801 | Check the MCC Electrical room Grounding System for
THR-ELS | 14 | Yearly - EICT Check the MCC electrical room Grounding System (AS PER ACTIVITY LIST) | Electrical System, Sludge Thickening Building | THR-ELS-STB | 7000000 | THR-ELS-MCC-2802 | Check the MCC Electrical room Grounding System for
THR-ELS | 14 | Yearly - EICT Check the MCC electrical room Grounding System (AS PER ACTIVITY LIST) | Electrical System, Sludge Thickening Building | THR-ELS-STB | 8000000 | THR-ELS-MCC-2700E | Check the MCC Electrical room Grounding System for
THR-ELS | 29 | 2 Years - EICT Perform an IR scan of the 4.16 kV bus bar | Electrical System, Co-Generation | THR-ELS-CG | 1000000 | THR-ELS-BUS-5101 | Perform an IR scan of the 416 kV bus bar
THR-ELS | 29 | 2 Years - EICT Perform an IR scan of the 4.16 kV bus bar | Electrical System, Co-Generation | THR-ELS-CG | 2000000 | THR-ELS-BUS-5202 | Perform an IR scan of the 416 kV bus bar
THR-ELS | 29 | 2 Years - EICT Perform an IR scan of the 4.16 kV bus bar | Electrical System, Effluent Pumping System | THR-ELS-EPS | 1000000 | THR-ELS-BUS-6101 | Perform an IR scan of the 416 kV bus bar
THR-ELS | 29 | 2 Years - EICT Perform an IR scan of the 4.16 kV bus bar | Electrical System, Effluent Pumping System | THR-ELS-EPS | 2000000 | THR-ELS-BUS-6202 | Perform an IR scan of the 416 kV bus bar
THR-ELS | 29 | 2 Years - EICT Perform an IR scan of the 4.16 kV bus bar | Electrical System, Digester Gas Compressor Building | THR-ELS-GCB | 1000000 | THR-ELS-BUS-5901 | Perform an IR scan of the 416 kV bus bar
THR-ELS | 29 | 2 Years - EICT Perform an IR scan of the 4.16 kV bus bar | Electrical System, Digester Gas Compressor Building | THR-ELS-GCB | 2000000 | THR-ELS-BUS-6002 | Perform an IR scan of the 416 kV bus bar
THR-ELS | 29 | 2 Years - EICT Perform an IR scan of the 4.16 kV bus bar | Electrical System, Head House and Engine Room | THR-ELS-HH | 2000000 | THR-ELS-BUS-5602 | Perform an IR scan of the 416 kV bus bar
THR-ELS | 29 | 2 Years - EICT Perform an IR scan of the 4.16 kV bus bar | Electrical System, Head House and Engine Room | THR-ELS-HH | 1000000 | THR-ELS-BUS-5501 | Perform an IR scan of the 416 kV bus bar
THR-ELS | 29 | 2 Years - EICT Perform an IR scan of the 4.16 kV bus bar | Electrical System, South Main Substation | THR-ELS-SS | 1000000 | THR-ELS-BUS-0302 | Perform an IR scan of the 416 kV bus bar
THR-ELS | 29 | 2 Years - EICT Perform an IR scan of the 4.16 kV bus bar | Electrical System, South Main Substation | THR-ELS-SS | 2000000 | THR-ELS-BUS-0401 | Perform an IR scan of the 416 kV bus bar
THR-ELS | 29 | 2 Years - EICT Perform an IR scan of the 4.16 kV bus bar | Electrical System, Sludge Thickening Building | THR-ELS-STB | 1000000 | THR-ELS-BUS-5301 | Perform an IR scan of the 416 kV bus bar
THR-ELS | 29 | 2 Years - EICT Perform an IR scan of the 4.16 kV bus bar | Electrical System, Sludge Thickening Building | THR-ELS-STB | 2000000 | THR-ELS-BUS-5402 | Perform an IR scan of the 416 kV bus bar
THR-ELS | 32 | 2 Year- EICT Shutdown Preperation for LB-1700, LB-5701, TR-1700 | Electrical Power System | THR-ELS | 2000000 | THR-ELS-TR-1700 | Shutdown Preperation as pe procedure attached
THR-ELS | 32 | 2 Year- EICT Shutdown Preperation for LB-1700, LB-5701, TR-1700 | Electrical Power System | THR-ELS | 1000000 | THR-ELS-LB-1700 | Shutdown Preperation as pe procedure attached
THR-ELS | 32 | 2 Year- EICT Shutdown Preperation for LB-1700, LB-5701, TR-1700 | Electrical Power System | THR-ELS | 3000000 | THR-ELS-LB-5701 | Shutdown Preperation as pe procedure attached
THR-FPW | 13 | 3 Months - Plant Technician inspection of filter cell trash basket | Filtered Plant Water, Filter Beds | THR-FPW-F | 1000000 | THR-FPW-F-0100 | Inspection of the filter cell trash basket
THR-FPW | 13 | 3 Months - Plant Technician inspection of filter cell trash basket | Filtered Plant Water, Filter Beds | THR-FPW-F | 2000000 | THR-FPW-F-0200 | Inspection of the filter cell trash basket
THR-FPW | 13 | 3 Months - Plant Technician inspection of filter cell trash basket | Filtered Plant Water, Filter Beds | THR-FPW-F | 3000000 | THR-FPW-F-0300 | Inspection of the filter cell trash basket
THR-FPW | 13 | 3 Months - Plant Technician inspection of filter cell trash basket | Filtered Plant Water, Filter Beds | THR-FPW-F | 4000000 | THR-FPW-F-0400 | Inspection of the filter cell trash basket
THR-FPW | 21 | 1 Year - EICT Test the clear well high level float switch. | Transmitter, Level, Clear Well Chamber, Plant Water Building | THR-FPW-LIT-0001 | 1000000 | THR-FPW-LIT-0001 | Test the clear well high level float switch
THR-FPW | 21 | 1 Year - EICT Test the clear well high level float switch. | Transmitter, Level, Clear Well Chamber, Plant Water Building | THR-FPW-LIT-0001 | 6000000 | THR-FPW-LIT-0300 | Test the clear well high level float switch
THR-FPW | 21 | 1 Year - EICT Test the clear well high level float switch. | Transmitter, Level, Clear Well Chamber, Plant Water Building | THR-FPW-LIT-0001 | 2000000 | THR-FPW-LIT-0002 | Test the clear well high level float switch
THR-FPW | 21 | 1 Year - EICT Test the clear well high level float switch. | Transmitter, Level, Clear Well Chamber, Plant Water Building | THR-FPW-LIT-0001 | 8000000 | THR-FPW-LIT-4901 | Test the clear well high level float switch
THR-FPW | 21 | 1 Year - EICT Test the clear well high level float switch. | Transmitter, Level, Clear Well Chamber, Plant Water Building | THR-FPW-LIT-0001 | 3000000 | THR-FPW-LIT-0100 | Test the clear well high level float switch
THR-FPW | 21 | 1 Year - EICT Test the clear well high level float switch. | Transmitter, Level, Clear Well Chamber, Plant Water Building | THR-FPW-LIT-0001 | 4000000 | THR-FPW-LIT-0200 | Test the clear well high level float switch
THR-FPW | 21 | 1 Year - EICT Test the clear well high level float switch. | Transmitter, Level, Clear Well Chamber, Plant Water Building | THR-FPW-LIT-0001 | 5000000 | THR-FPW-LIT-0205 | Test the clear well high level float switch
THR-FPW | 21 | 1 Year - EICT Test the clear well high level float switch. | Transmitter, Level, Clear Well Chamber, Plant Water Building | THR-FPW-LIT-0001 | 7000000 | THR-FPW-LIT-0400 | Test the clear well high level float switch
THR-FPW | 22 | 1 Year - EICT Calibration of the Filtered Flushing Water Pressure Transmitters.(AS PER LIST OF ACTIVITIES) | Transmitter,Pressure,Filtered Plant Water | THR-FPW-PIT | 3000000 | THR-FPW-PIT-4901 | Calibration of the east filtered flushing water discharge pressure transmitter for
THR-FPW | 22 | 1 Year - EICT Calibration of the Filtered Flushing Water Pressure Transmitters.(AS PER LIST OF ACTIVITIES) | Transmitter,Pressure,Filtered Plant Water | THR-FPW-PIT | 1000000 | THR-FPW-PIT-1000 | Calibration of the east filtered flushing water discharge pressure transmitter for
THR-FPW | 22 | 1 Year - EICT Calibration of the Filtered Flushing Water Pressure Transmitters.(AS PER LIST OF ACTIVITIES) | Transmitter,Pressure,Filtered Plant Water | THR-FPW-PIT | 4000000 | THR-FPW-PIT-4902 | Calibration of the east filtered flushing water discharge pressure transmitter for
THR-FPW | 22 | 1 Year - EICT Calibration of the Filtered Flushing Water Pressure Transmitters.(AS PER LIST OF ACTIVITIES) | Transmitter,Pressure,Filtered Plant Water | THR-FPW-PIT | 2000000 | THR-FPW-PIT-1001 | Calibration of the east filtered flushing water discharge pressure transmitter for
THR-FPW | 22 | 1 Year - EICT Calibration of the Filtered Flushing Water Pressure Transmitters.(AS PER LIST OF ACTIVITIES) | Transmitter,Pressure,Filtered Plant Water | THR-FPW-PIT | 5000000 | THR-FPW-PIT-4903 | Calibration of the east filtered flushing water discharge pressure transmitter for
THR-FPW | 30 | 1 Year - IMM Inspect and service the filter cell inlet valve actuator piston seals. | Valve, Butterfly, Inlet, Tank 0003, Plant Water System, Plant Water Building | THR-FPW-V-0104 | 2000000 | THR-FPW-V-0204 | Inspect and service the filter cell inlet valve actuator piston seals
THR-FPW | 30 | 1 Year - IMM Inspect and service the filter cell inlet valve actuator piston seals. | Valve, Butterfly, Inlet, Tank 0003, Plant Water System, Plant Water Building | THR-FPW-V-0104 | 1000000 | THR-FPW-V-0104 | Inspect and service the filter cell inlet valve actuator piston seals
THR-FPW | 30 | 1 Year - IMM Inspect and service the filter cell inlet valve actuator piston seals. | Valve, Butterfly, Inlet, Tank 0003, Plant Water System, Plant Water Building | THR-FPW-V-0104 | 3000000 | THR-FPW-V-0304 | Inspect and service the filter cell inlet valve actuator piston seals
THR-FPW | 30 | 1 Year - IMM Inspect and service the filter cell inlet valve actuator piston seals. | Valve, Butterfly, Inlet, Tank 0003, Plant Water System, Plant Water Building | THR-FPW-V-0104 | 4000000 | THR-FPW-V-0404 | Inspect and service the filter cell inlet valve actuator piston seals
THR-FPW | 32 | 1 Year - IMM Inspection of the backwash valve actuator piston seals. | Valves, Actuated, Pneumatic Piston Seals, Filtered Plant Water Building | THR-FPW-V | 1000000 | THR-FPW-V-0101 | Inspection of the backwash valve actuator piston seals
THR-FPW | 32 | 1 Year - IMM Inspection of the backwash valve actuator piston seals. | Valves, Actuated, Pneumatic Piston Seals, Filtered Plant Water Building | THR-FPW-V | 2000000 | THR-FPW-V-0201 | Inspection of the backwash valve actuator piston seals
THR-FPW | 32 | 1 Year - IMM Inspection of the backwash valve actuator piston seals. | Valves, Actuated, Pneumatic Piston Seals, Filtered Plant Water Building | THR-FPW-V | 3000000 | THR-FPW-V-0301 | Inspection of the backwash valve actuator piston seals
THR-FPW | 32 | 1 Year - IMM Inspection of the backwash valve actuator piston seals. | Valves, Actuated, Pneumatic Piston Seals, Filtered Plant Water Building | THR-FPW-V | 4000000 | THR-FPW-V-0401 | Inspection of the backwash valve actuator piston seals
THR-FPW | 34 | 1 Year - IMM Exercise the trough weir valve actuator piston seal. | Valves, Actuated, Pneumatic Piston Seals, Filtered Plant Water Building | THR-FPW-V | 4000000 | THR-FPW-V-0403 | Exercise the trough weir valve actuator piston seal
THR-FPW | 34 | 1 Year - IMM Exercise the trough weir valve actuator piston seal. | Valves, Actuated, Pneumatic Piston Seals, Filtered Plant Water Building | THR-FPW-V | 1000000 | THR-FPW-V-0103 | Exercise the trough weir valve actuator piston seal
THR-FPW | 34 | 1 Year - IMM Exercise the trough weir valve actuator piston seal. | Valves, Actuated, Pneumatic Piston Seals, Filtered Plant Water Building | THR-FPW-V | 2000000 | THR-FPW-V-0203 | Exercise the trough weir valve actuator piston seal
THR-FPW | 34 | 1 Year - IMM Exercise the trough weir valve actuator piston seal. | Valves, Actuated, Pneumatic Piston Seals, Filtered Plant Water Building | THR-FPW-V | 3000000 | THR-FPW-V-0303 | Exercise the trough weir valve actuator piston seal
THR-FPW | 35 | 1 Year - EICT Thermography testing of Raw Plant Water Sumbermisble pumps MCC and motor connections | Filtered Plant Water, Pumps | THR-FPW-P | 1000000 | THR-FPW-P-4901 | Perform EICT MCC Power Terminals Thermography
THR-FPW | 35 | 1 Year - EICT Thermography testing of Raw Plant Water Sumbermisble pumps MCC and motor connections | Filtered Plant Water, Pumps | THR-FPW-P | 2000000 | THR-FPW-P-4902 | Perform EICT MCC Power Terminals Thermography
THR-FPW | 35 | 1 Year - EICT Thermography testing of Raw Plant Water Sumbermisble pumps MCC and motor connections | Filtered Plant Water, Pumps | THR-FPW-P | 3000000 | THR-FPW-P-4903 | Perform EICT MCC Power Terminals Thermography
THR-FPW | 36 | 1 Year - EICT Thermography testing of backwash pumps MCC and motor connections | Filtered Plant Water, Pumps | THR-FPW-P | 1000000 | THR-FPW-P-0003 | Perform EICT MCC Cable Connection Inspection
THR-FPW | 36 | 1 Year - EICT Thermography testing of backwash pumps MCC and motor connections | Filtered Plant Water, Pumps | THR-FPW-P | 2000000 | THR-FPW-P-0004 | Perform EICT MCC Cable Connection Inspection
THR-FPW | 36 | 1 Year - EICT Thermography testing of backwash pumps MCC and motor connections | Filtered Plant Water, Pumps | THR-FPW-P | 3000000 | THR-FPW-P-0005 | Perform EICT MCC Cable Connection Inspection
THR-FPW | 36 | 1 Year - EICT Thermography testing of backwash pumps MCC and motor connections | Filtered Plant Water, Pumps | THR-FPW-P | 4000000 | THR-FPW-P-0006 | Perform EICT MCC Cable Connection Inspection
THR-FPW | 37 | 1 Year - EICT Thermography testing of high lift pumps MCC and motor connections | Filtered Plant Water, Pumps | THR-FPW-P | 2000000 | THR-FPW-P-0008 | Perform EICT MCC Cable Connection Inspection
THR-FPW | 37 | 1 Year - EICT Thermography testing of high lift pumps MCC and motor connections | Filtered Plant Water, Pumps | THR-FPW-P | 1000000 | THR-FPW-P-0007 | Perform EICT MCC Cable Connection Inspection
THR-FPW | 37 | 1 Year - EICT Thermography testing of high lift pumps MCC and motor connections | Filtered Plant Water, Pumps | THR-FPW-P | 3000000 | THR-FPW-P-0009 | Perform EICT MCC Cable Connection Inspection
THR-FPW | 55 | 1 Year - EICT Test and check the RPU UPS (AS PER ACTIVITY LIST) | FPW RPUs | THR-FPW-RPU | 1000000 | THR-FPW-RPU-0001 | Visual inspection of RPUs cleanliness wiring condition PLC status fuse and breaker inspection RPU UPS status
THR-FPW | 55 | 1 Year - EICT Test and check the RPU UPS (AS PER ACTIVITY LIST) | FPW RPUs | THR-FPW-RPU | 3000000 | THR-FPW-RPU-0100 | Visual inspection of RPUs cleanliness wiring condition PLC status fuse and breaker inspection RPU UPS status
THR-FPW | 55 | 1 Year - EICT Test and check the RPU UPS (AS PER ACTIVITY LIST) | FPW RPUs | THR-FPW-RPU | 2000000 | THR-FPW-RPU-0002 | Visual inspection of RPUs cleanliness wiring condition PLC status fuse and breaker inspection RPU UPS status
THR-FPW | 56 | 1 Year - EICT Verification of FPW flow meters(AS PER LIST OF ACTIVITIES) | Transmitter, Flow, Filtered Plant Water Distribution System | THR-FPW-FIT | 2000000 | THR-FPW-FIT-1000 | Calibration of Flow Transmitter for
THR-FPW | 56 | 1 Year - EICT Verification of FPW flow meters(AS PER LIST OF ACTIVITIES) | Transmitter, Flow, Filtered Plant Water Distribution System | THR-FPW-FIT | 1000000 | THR-FPW-FIT-1001 | Calibration of Flow Transmitter for
THR-FPW | 56 | 1 Year - EICT Verification of FPW flow meters(AS PER LIST OF ACTIVITIES) | Transmitter, Flow, Filtered Plant Water Distribution System | THR-FPW-FIT | 3000000 | THR-FPW-FIT-4900 | Calibration of Flow Transmitter for
THR-FT | 8 | 6 Months - EICT Return Activated Sludge pump motor bearings lubrication(As per list of Activities) | Pumps, Return Activated Sludge, North | THR-FT-RAS-P-N | 1000000 | THR-FT-P-2320 | RAS Pump Motor inspection and Lubrication as per 1A431A451A66 for
THR-FT | 8 | 6 Months - EICT Return Activated Sludge pump motor bearings lubrication(As per list of Activities) | Pumps, Return Activated Sludge, North | THR-FT-RAS-P-N | 3000000 | THR-FT-P-2322 | RAS Pump Motor inspection and Lubrication as per 1A431A451A66 for
THR-FT | 8 | 6 Months - EICT Return Activated Sludge pump motor bearings lubrication(As per list of Activities) | Pumps, Return Activated Sludge, North | THR-FT-RAS-P-N | 2000000 | THR-FT-P-2321 | RAS Pump Motor inspection and Lubrication as per 1A431A451A66 for
THR-FT | 8 | 6 Months - EICT Return Activated Sludge pump motor bearings lubrication(As per list of Activities) | Pumps, Return Activated Sludge, North | THR-FT-RAS-P-N | 4000000 | THR-FT-P-2323 | RAS Pump Motor inspection and Lubrication as per 1A431A451A66 for
THR-FT | 8 | 6 Months - EICT Return Activated Sludge pump motor bearings lubrication(As per list of Activities) | Pumps, Return Activated Sludge, North | THR-FT-RAS-P-N | 5000000 | THR-FT-P-2324 | RAS Pump Motor inspection and Lubrication as per 1A431A451A66 for
THR-FT | 8 | 6 Months - EICT Return Activated Sludge pump motor bearings lubrication(As per list of Activities) | Pumps, Return Activated Sludge, North | THR-FT-RAS-P-N | 6000000 | THR-FT-P-2620 | RAS Pump Motor inspection and Lubrication as per 1A431A451A66 for
THR-FT | 8 | 6 Months - EICT Return Activated Sludge pump motor bearings lubrication(As per list of Activities) | Pumps, Return Activated Sludge, North | THR-FT-RAS-P-N | 7000000 | THR-FT-P-2621 | RAS Pump Motor inspection and Lubrication as per 1A431A451A66 for
THR-FT | 8 | 6 Months - EICT Return Activated Sludge pump motor bearings lubrication(As per list of Activities) | Pumps, Return Activated Sludge, North | THR-FT-RAS-P-N | 12000000 | THR-FT-P-2721 | RAS Pump Motor inspection and Lubrication as per 1A431A451A66 for
THR-FT | 8 | 6 Months - EICT Return Activated Sludge pump motor bearings lubrication(As per list of Activities) | Pumps, Return Activated Sludge, North | THR-FT-RAS-P-N | 8000000 | THR-FT-P-2622 | RAS Pump Motor inspection and Lubrication as per 1A431A451A66 for
THR-FT | 8 | 6 Months - EICT Return Activated Sludge pump motor bearings lubrication(As per list of Activities) | Pumps, Return Activated Sludge, North | THR-FT-RAS-P-N | 13000000 | THR-FT-P-2722 | RAS Pump Motor inspection and Lubrication as per 1A431A451A66 for
THR-FT | 8 | 6 Months - EICT Return Activated Sludge pump motor bearings lubrication(As per list of Activities) | Pumps, Return Activated Sludge, North | THR-FT-RAS-P-N | 9000000 | THR-FT-P-2623 | RAS Pump Motor inspection and Lubrication as per 1A431A451A66 for
THR-FT | 8 | 6 Months - EICT Return Activated Sludge pump motor bearings lubrication(As per list of Activities) | Pumps, Return Activated Sludge, North | THR-FT-RAS-P-N | 15000000 | THR-FT-P-2724 | RAS Pump Motor inspection and Lubrication as per 1A431A451A66 for
THR-FT | 8 | 6 Months - EICT Return Activated Sludge pump motor bearings lubrication(As per list of Activities) | Pumps, Return Activated Sludge, North | THR-FT-RAS-P-N | 10000000 | THR-FT-P-2624 | RAS Pump Motor inspection and Lubrication as per 1A431A451A66 for
THR-FT | 8 | 6 Months - EICT Return Activated Sludge pump motor bearings lubrication(As per list of Activities) | Pumps, Return Activated Sludge, North | THR-FT-RAS-P-N | 11000000 | THR-FT-P-2720 | RAS Pump Motor inspection and Lubrication as per 1A431A451A66 for
THR-FT | 8 | 6 Months - EICT Return Activated Sludge pump motor bearings lubrication(As per list of Activities) | Pumps, Return Activated Sludge, North | THR-FT-RAS-P-N | 14000000 | THR-FT-P-2723 | RAS Pump Motor inspection and Lubrication as per 1A431A451A66 for
THR-FT | 8 | 6 Months - EICT Return Activated Sludge pump motor bearings lubrication(As per list of Activities) | Pumps, Return Activated Sludge, South | THR-FT-RAS-P-S | 2000000 | THR-FT-P-2521 | RAS Pump Motor inspection and Lubrication as per 1A431A451A66 for
THR-FT | 8 | 6 Months - EICT Return Activated Sludge pump motor bearings lubrication(As per list of Activities) | Pumps, Return Activated Sludge, South | THR-FT-RAS-P-S | 3000000 | THR-FT-P-2522 | RAS Pump Motor inspection and Lubrication as per 1A431A451A66 for
THR-FT | 8 | 6 Months - EICT Return Activated Sludge pump motor bearings lubrication(As per list of Activities) | Pumps, Return Activated Sludge, South | THR-FT-RAS-P-S | 4000000 | THR-FT-P-2523 | RAS Pump Motor inspection and Lubrication as per 1A431A451A66 for
THR-FT | 8 | 6 Months - EICT Return Activated Sludge pump motor bearings lubrication(As per list of Activities) | Pumps, Return Activated Sludge, South | THR-FT-RAS-P-S | 1000000 | THR-FT-P-2520 | RAS Pump Motor inspection and Lubrication as per 1A431A451A66 for
THR-FT | 8 | 6 Months - EICT Return Activated Sludge pump motor bearings lubrication(As per list of Activities) | Pumps, Return Activated Sludge, South | THR-FT-RAS-P-S | 5000000 | THR-FT-P-2524 | RAS Pump Motor inspection and Lubrication as per 1A431A451A66 for
THR-FT | 8 | 6 Months - EICT Return Activated Sludge pump motor bearings lubrication(As per list of Activities) | Pumps, Return Activated Sludge, South | THR-FT-RAS-P-S | 6000000 | THR-FT-P-2401 | RAS Pump Motor inspection and Lubrication as per 1A431A451A66 for
THR-FT | 8 | 6 Months - EICT Return Activated Sludge pump motor bearings lubrication(As per list of Activities) | Pumps, Return Activated Sludge, South | THR-FT-RAS-P-S | 7000000 | THR-FT-P-4401 | RAS Pump Motor inspection and Lubrication as per 1A431A451A66 for
THR-FT | 8 | 6 Months - EICT Return Activated Sludge pump motor bearings lubrication(As per list of Activities) | Pumps, Return Activated Sludge, South | THR-FT-RAS-P-S | 8000000 | THR-FT-P-4402 | RAS Pump Motor inspection and Lubrication as per 1A431A451A66 for
THR-FT | 8 | 6 Months - EICT Return Activated Sludge pump motor bearings lubrication(As per list of Activities) | Pumps, Return Activated Sludge, South | THR-FT-RAS-P-S | 9000000 | THR-FT-P-4403 | RAS Pump Motor inspection and Lubrication as per 1A431A451A66 for
THR-FT | 8 | 6 Months - EICT Return Activated Sludge pump motor bearings lubrication(As per list of Activities) | Pumps, Return Activated Sludge, South | THR-FT-RAS-P-S | 10000000 | THR-FT-P-4404 | RAS Pump Motor inspection and Lubrication as per 1A431A451A66 for
THR-FT | 8 | 6 Months - EICT Return Activated Sludge pump motor bearings lubrication(As per list of Activities) | Pumps, Return Activated Sludge, South | THR-FT-RAS-P-S | 11000000 | THR-FT-P-4405 | RAS Pump Motor inspection and Lubrication as per 1A431A451A66 for
THR-FT | 9 | 6 Months - IMM Waste Activated Sludge pump inspection and bearings lubrication (as per Activity list) | Final Tank, Waste Activated Sludge Pumping | THR-FT-WAS-P | 3000000 | THR-FT-P-4150 | Inspection and Lubrication of Waste Activated Sludge Pump for
THR-FT | 9 | 6 Months - IMM Waste Activated Sludge pump inspection and bearings lubrication (as per Activity list) | Final Tank, Waste Activated Sludge Pumping | THR-FT-WAS-P | 1000000 | THR-FT-P-4130 | Inspection and Lubrication of Waste Activated Sludge Pump for
THR-FT | 9 | 6 Months - IMM Waste Activated Sludge pump inspection and bearings lubrication (as per Activity list) | Final Tank, Waste Activated Sludge Pumping | THR-FT-WAS-P | 6000000 | THR-FT-P-4502 | Inspection and Lubrication of Waste Activated Sludge Pump for
THR-FT | 9 | 6 Months - IMM Waste Activated Sludge pump inspection and bearings lubrication (as per Activity list) | Final Tank, Waste Activated Sludge Pumping | THR-FT-WAS-P | 2000000 | THR-FT-P-4131 | Inspection and Lubrication of Waste Activated Sludge Pump for
THR-FT | 9 | 6 Months - IMM Waste Activated Sludge pump inspection and bearings lubrication (as per Activity list) | Final Tank, Waste Activated Sludge Pumping | THR-FT-WAS-P | 7000000 | THR-FT-P-4503 | Inspection and Lubrication of Waste Activated Sludge Pump for
THR-FT | 9 | 6 Months - IMM Waste Activated Sludge pump inspection and bearings lubrication (as per Activity list) | Final Tank, Waste Activated Sludge Pumping | THR-FT-WAS-P | 4000000 | THR-FT-P-4151 | Inspection and Lubrication of Waste Activated Sludge Pump for
THR-FT | 9 | 6 Months - IMM Waste Activated Sludge pump inspection and bearings lubrication (as per Activity list) | Final Tank, Waste Activated Sludge Pumping | THR-FT-WAS-P | 10000000 | THR-FT-P-4126 | Inspection and Lubrication of Waste Activated Sludge Pump for
THR-FT | 9 | 6 Months - IMM Waste Activated Sludge pump inspection and bearings lubrication (as per Activity list) | Final Tank, Waste Activated Sludge Pumping | THR-FT-WAS-P | 5000000 | THR-FT-P-4501 | Inspection and Lubrication of Waste Activated Sludge Pump for
THR-FT | 9 | 6 Months - IMM Waste Activated Sludge pump inspection and bearings lubrication (as per Activity list) | Final Tank, Waste Activated Sludge Pumping | THR-FT-WAS-P | 8000000 | THR-FT-P-4504 | Inspection and Lubrication of Waste Activated Sludge Pump for
THR-FT | 9 | 6 Months - IMM Waste Activated Sludge pump inspection and bearings lubrication (as per Activity list) | Final Tank, Waste Activated Sludge Pumping | THR-FT-WAS-P | 9000000 | THR-FT-P-4125 | Inspection and Lubrication of Waste Activated Sludge Pump for
THR-FT | 10 | 6 Months - IMM Scum pump lubrication, hopper flushing water solenoid valve verification and seal inspection (AS PER LIST OF ACTIVITIES) | Final Tank, Scum Tanks | THR-FT-T-SCUM | 2000000 | THR-FT-T-3030 | Scum pump lubrication hopper flushing water solenoid valve verification and seal inspection as per 25A13A64A14A2 fot
THR-FT | 10 | 6 Months - IMM Scum pump lubrication, hopper flushing water solenoid valve verification and seal inspection (AS PER LIST OF ACTIVITIES) | Final Tank, Scum Tanks | THR-FT-T-SCUM | 1000000 | THR-FT-T-3000 | Scum pump lubrication hopper flushing water solenoid valve verification and seal inspection as per 25A13A64A14A2 fot
THR-FT | 10 | 6 Months - IMM Scum pump lubrication, hopper flushing water solenoid valve verification and seal inspection (AS PER LIST OF ACTIVITIES) | Final Tank, Scum Tanks | THR-FT-T-SCUM | 4000000 | THR-FT-T-3130 | Scum pump lubrication hopper flushing water solenoid valve verification and seal inspection as per 25A13A64A14A2 fot
THR-FT | 10 | 6 Months - IMM Scum pump lubrication, hopper flushing water solenoid valve verification and seal inspection (AS PER LIST OF ACTIVITIES) | Final Tank, Scum Tanks | THR-FT-T-SCUM | 3000000 | THR-FT-T-3100 | Scum pump lubrication hopper flushing water solenoid valve verification and seal inspection as per 25A13A64A14A2 fot
THR-FT | 10 | 6 Months - IMM Scum pump lubrication, hopper flushing water solenoid valve verification and seal inspection (AS PER LIST OF ACTIVITIES) | Final Tank, Scum Tanks | THR-FT-T-SCUM | 5000000 | THR-FT-T-3200 | Scum pump lubrication hopper flushing water solenoid valve verification and seal inspection as per 25A13A64A14A2 fot
THR-FT | 10 | 6 Months - IMM Scum pump lubrication, hopper flushing water solenoid valve verification and seal inspection (AS PER LIST OF ACTIVITIES) | Final Tank, Scum Tanks | THR-FT-T-SCUM | 6000000 | THR-FT-T-3230 | Scum pump lubrication hopper flushing water solenoid valve verification and seal inspection as per 25A13A64A14A2 fot
THR-FT | 10 | 6 Months - IMM Scum pump lubrication, hopper flushing water solenoid valve verification and seal inspection (AS PER LIST OF ACTIVITIES) | Final Tank, Scum Tanks | THR-FT-T-SCUM | 11000000 | THR-FT-T-3700 | Scum pump lubrication hopper flushing water solenoid valve verification and seal inspection as per 25A13A64A14A2 fot
THR-FT | 10 | 6 Months - IMM Scum pump lubrication, hopper flushing water solenoid valve verification and seal inspection (AS PER LIST OF ACTIVITIES) | Final Tank, Scum Tanks | THR-FT-T-SCUM | 7000000 | THR-FT-T-3300 | Scum pump lubrication hopper flushing water solenoid valve verification and seal inspection as per 25A13A64A14A2 fot
THR-FT | 10 | 6 Months - IMM Scum pump lubrication, hopper flushing water solenoid valve verification and seal inspection (AS PER LIST OF ACTIVITIES) | Final Tank, Scum Tanks | THR-FT-T-SCUM | 12000000 | THR-FT-T-3250 | Scum pump lubrication hopper flushing water solenoid valve verification and seal inspection as per 25A13A64A14A2 fot
THR-FT | 10 | 6 Months - IMM Scum pump lubrication, hopper flushing water solenoid valve verification and seal inspection (AS PER LIST OF ACTIVITIES) | Final Tank, Scum Tanks | THR-FT-T-SCUM | 8000000 | THR-FT-T-3400 | Scum pump lubrication hopper flushing water solenoid valve verification and seal inspection as per 25A13A64A14A2 fot
THR-FT | 10 | 6 Months - IMM Scum pump lubrication, hopper flushing water solenoid valve verification and seal inspection (AS PER LIST OF ACTIVITIES) | Final Tank, Scum Tanks | THR-FT-T-SCUM | 9000000 | THR-FT-T-3400 | Scum pump lubrication hopper flushing water solenoid valve verification and seal inspection as per 25A13A64A14A2 fot
THR-FT | 10 | 6 Months - IMM Scum pump lubrication, hopper flushing water solenoid valve verification and seal inspection (AS PER LIST OF ACTIVITIES) | Final Tank, Scum Tanks | THR-FT-T-SCUM | 10000000 | THR-FT-T-3600 | Scum pump lubrication hopper flushing water solenoid valve verification and seal inspection as per 25A13A64A14A2 fot
THR-FT | 11 | 6 Months - IMM Scum & Sludge collector Inspection , Motor Lubrication and Oil checks (as per Activity list) | Collector Mechanism, Round Final Tanks - North | THR-FT-CM-R | 2000000 | THR-FT-CM-1142 | 134 Collector Inspection Motor Lubrication and Gear box Oil checks for
THR-FT | 11 | 6 Months - IMM Scum & Sludge collector Inspection , Motor Lubrication and Oil checks (as per Activity list) | Collector Mechanism, Round Final Tanks - North | THR-FT-CM-R | 1000000 | THR-FT-CM-1132 | 134 Collector Inspection Motor Lubrication and Gear box Oil checks for
THR-FT | 11 | 6 Months - IMM Scum & Sludge collector Inspection , Motor Lubrication and Oil checks (as per Activity list) | Collector Mechanism, Round Final Tanks - North | THR-FT-CM-R | 4000000 | THR-FT-CM-1162 | 134 Collector Inspection Motor Lubrication and Gear box Oil checks for
THR-FT | 11 | 6 Months - IMM Scum & Sludge collector Inspection , Motor Lubrication and Oil checks (as per Activity list) | Collector Mechanism, Round Final Tanks - North | THR-FT-CM-R | 3000000 | THR-FT-CM-1152 | 134 Collector Inspection Motor Lubrication and Gear box Oil checks for
THR-FT | 11 | 6 Months - IMM Scum & Sludge collector Inspection , Motor Lubrication and Oil checks (as per Activity list) | Collector Mechanism, Round Final Tanks - North | THR-FT-CM-R | 7000000 | THR-FT-CM-1192 | 134 Collector Inspection Motor Lubrication and Gear box Oil checks for
THR-FT | 11 | 6 Months - IMM Scum & Sludge collector Inspection , Motor Lubrication and Oil checks (as per Activity list) | Collector Mechanism, Round Final Tanks - North | THR-FT-CM-R | 5000000 | THR-FT-CM-1172 | 134 Collector Inspection Motor Lubrication and Gear box Oil checks for
THR-FT | 11 | 6 Months - IMM Scum & Sludge collector Inspection , Motor Lubrication and Oil checks (as per Activity list) | Collector Mechanism, Round Final Tanks - North | THR-FT-CM-R | 6000000 | THR-FT-CM-1182 | 134 Collector Inspection Motor Lubrication and Gear box Oil checks for
THR-FT | 11 | 6 Months - IMM Scum & Sludge collector Inspection , Motor Lubrication and Oil checks (as per Activity list) | Collector Mechanism, Round Final Tanks - North | THR-FT-CM-R | 8000000 | THR-FT-CM-1202 | 134 Collector Inspection Motor Lubrication and Gear box Oil checks for
THR-FT | 11 | 6 Months - IMM Scum & Sludge collector Inspection , Motor Lubrication and Oil checks (as per Activity list) | Collector Mechanism, Round Final Tanks - North | THR-FT-CM-R | 9000000 | THR-FT-CM-1212 | 134 Collector Inspection Motor Lubrication and Gear box Oil checks for
THR-FT | 12 | 6 Months - EICT Functionality test of scum trough heater (AS PER LIST OF ACTIVITIES) | Heater, Infra Red, Final Tanks,North, Scum Trough | THR-FT-HTR-N | 2000000 | THR-FT-HTR-1400 | Functionality test of scum trough heater as per for
THR-FT | 12 | 6 Months - EICT Functionality test of scum trough heater (AS PER LIST OF ACTIVITIES) | Heater, Infra Red, Final Tanks,North, Scum Trough | THR-FT-HTR-N | 1000000 | THR-FT-HTR-1300 | Functionality test of scum trough heater as per for
THR-FT | 12 | 6 Months - EICT Functionality test of scum trough heater (AS PER LIST OF ACTIVITIES) | Heater, Infra Red, Final Tanks,North, Scum Trough | THR-FT-HTR-N | 6000000 | THR-FT-HTR-2100 | Functionality test of scum trough heater as per for
THR-FT | 12 | 6 Months - EICT Functionality test of scum trough heater (AS PER LIST OF ACTIVITIES) | Heater, Infra Red, Final Tanks,North, Scum Trough | THR-FT-HTR-N | 3000000 | THR-FT-HTR-1800 | Functionality test of scum trough heater as per for
THR-FT | 12 | 6 Months - EICT Functionality test of scum trough heater (AS PER LIST OF ACTIVITIES) | Heater, Infra Red, Final Tanks,North, Scum Trough | THR-FT-HTR-N | 4000000 | THR-FT-HTR-1900 | Functionality test of scum trough heater as per for
THR-FT | 12 | 6 Months - EICT Functionality test of scum trough heater (AS PER LIST OF ACTIVITIES) | Heater, Infra Red, Final Tanks,North, Scum Trough | THR-FT-HTR-N | 5000000 | THR-FT-HTR-2000 | Functionality test of scum trough heater as per for
THR-FT | 12 | 6 Months - EICT Functionality test of scum trough heater (AS PER LIST OF ACTIVITIES) | Heater, Infra Red, Final Tanks,South, Scum Trough | THR-FT-HTR-S | 4000000 | THR-FT-HTR-3031B | Functionality test of scum trough heater as per for
THR-FT | 12 | 6 Months - EICT Functionality test of scum trough heater (AS PER LIST OF ACTIVITIES) | Heater, Infra Red, Final Tanks,South, Scum Trough | THR-FT-HTR-S | 5000000 | THR-FT-HTR-3002A | Functionality test of scum trough heater as per for
THR-FT | 12 | 6 Months - EICT Functionality test of scum trough heater (AS PER LIST OF ACTIVITIES) | Heater, Infra Red, Final Tanks,South, Scum Trough | THR-FT-HTR-S | 10000000 | THR-FT-HTR-0600 | Functionality test of scum trough heater as per for
THR-FT | 12 | 6 Months - EICT Functionality test of scum trough heater (AS PER LIST OF ACTIVITIES) | Heater, Infra Red, Final Tanks,South, Scum Trough | THR-FT-HTR-S | 1000000 | THR-FT-HTR-3001A | Functionality test of scum trough heater as per for
THR-FT | 12 | 6 Months - EICT Functionality test of scum trough heater (AS PER LIST OF ACTIVITIES) | Heater, Infra Red, Final Tanks,South, Scum Trough | THR-FT-HTR-S | 11000000 | THR-FT-HTR-0700 | Functionality test of scum trough heater as per for
THR-FT | 12 | 6 Months - EICT Functionality test of scum trough heater (AS PER LIST OF ACTIVITIES) | Heater, Infra Red, Final Tanks,South, Scum Trough | THR-FT-HTR-S | 2000000 | THR-FT-HTR-3001B | Functionality test of scum trough heater as per for
THR-FT | 12 | 6 Months - EICT Functionality test of scum trough heater (AS PER LIST OF ACTIVITIES) | Heater, Infra Red, Final Tanks,South, Scum Trough | THR-FT-HTR-S | 12000000 | THR-FT-HTR-0800 | Functionality test of scum trough heater as per for
THR-FT | 12 | 6 Months - EICT Functionality test of scum trough heater (AS PER LIST OF ACTIVITIES) | Heater, Infra Red, Final Tanks,South, Scum Trough | THR-FT-HTR-S | 3000000 | THR-FT-HTR-3031A | Functionality test of scum trough heater as per for
THR-FT | 12 | 6 Months - EICT Functionality test of scum trough heater (AS PER LIST OF ACTIVITIES) | Heater, Infra Red, Final Tanks,South, Scum Trough | THR-FT-HTR-S | 13000000 | THR-FT-HTR-0900 | Functionality test of scum trough heater as per for
THR-FT | 12 | 6 Months - EICT Functionality test of scum trough heater (AS PER LIST OF ACTIVITIES) | Heater, Infra Red, Final Tanks,South, Scum Trough | THR-FT-HTR-S | 6000000 | THR-FT-HTR-3002B | Functionality test of scum trough heater as per for
THR-FT | 12 | 6 Months - EICT Functionality test of scum trough heater (AS PER LIST OF ACTIVITIES) | Heater, Infra Red, Final Tanks,South, Scum Trough | THR-FT-HTR-S | 14000000 | THR-FT-HTR-1000 | Functionality test of scum trough heater as per for
THR-FT | 12 | 6 Months - EICT Functionality test of scum trough heater (AS PER LIST OF ACTIVITIES) | Heater, Infra Red, Final Tanks,South, Scum Trough | THR-FT-HTR-S | 7000000 | THR-FT-HTR-3032A | Functionality test of scum trough heater as per for
THR-FT | 12 | 6 Months - EICT Functionality test of scum trough heater (AS PER LIST OF ACTIVITIES) | Heater, Infra Red, Final Tanks,South, Scum Trough | THR-FT-HTR-S | 16000000 | THR-FT-HTR-1200 | Functionality test of scum trough heater as per for
THR-FT | 12 | 6 Months - EICT Functionality test of scum trough heater (AS PER LIST OF ACTIVITIES) | Heater, Infra Red, Final Tanks,South, Scum Trough | THR-FT-HTR-S | 8000000 | THR-FT-HTR-3032B | Functionality test of scum trough heater as per for
THR-FT | 12 | 6 Months - EICT Functionality test of scum trough heater (AS PER LIST OF ACTIVITIES) | Heater, Infra Red, Final Tanks,South, Scum Trough | THR-FT-HTR-S | 20000000 | THR-FT-HTR-3101A | Functionality test of scum trough heater as per for
THR-FT | 12 | 6 Months - EICT Functionality test of scum trough heater (AS PER LIST OF ACTIVITIES) | Heater, Infra Red, Final Tanks,South, Scum Trough | THR-FT-HTR-S | 9000000 | THR-FT-HTR-0500 | Functionality test of scum trough heater as per for
THR-FT | 12 | 6 Months - EICT Functionality test of scum trough heater (AS PER LIST OF ACTIVITIES) | Heater, Infra Red, Final Tanks,South, Scum Trough | THR-FT-HTR-S | 23000000 | THR-FT-HTR-3102B | Functionality test of scum trough heater as per for
THR-FT | 12 | 6 Months - EICT Functionality test of scum trough heater (AS PER LIST OF ACTIVITIES) | Heater, Infra Red, Final Tanks,South, Scum Trough | THR-FT-HTR-S | 15000000 | THR-FT-HTR-1100 | Functionality test of scum trough heater as per for
THR-FT | 12 | 6 Months - EICT Functionality test of scum trough heater (AS PER LIST OF ACTIVITIES) | Heater, Infra Red, Final Tanks,South, Scum Trough | THR-FT-HTR-S | 24000000 | THR-FT-HTR-3131A | Functionality test of scum trough heater as per for
THR-FT | 12 | 6 Months - EICT Functionality test of scum trough heater (AS PER LIST OF ACTIVITIES) | Heater, Infra Red, Final Tanks,South, Scum Trough | THR-FT-HTR-S | 17000000 | THR-FT-HTR-1500 | Functionality test of scum trough heater as per for
THR-FT | 12 | 6 Months - EICT Functionality test of scum trough heater (AS PER LIST OF ACTIVITIES) | Heater, Infra Red, Final Tanks,South, Scum Trough | THR-FT-HTR-S | 25000000 | THR-FT-HTR-3131B | Functionality test of scum trough heater as per for
THR-FT | 12 | 6 Months - EICT Functionality test of scum trough heater (AS PER LIST OF ACTIVITIES) | Heater, Infra Red, Final Tanks,South, Scum Trough | THR-FT-HTR-S | 18000000 | THR-FT-HTR-1600 | Functionality test of scum trough heater as per for
THR-FT | 12 | 6 Months - EICT Functionality test of scum trough heater (AS PER LIST OF ACTIVITIES) | Heater, Infra Red, Final Tanks,South, Scum Trough | THR-FT-HTR-S | 27000000 | THR-FT-HTR-3132B | Functionality test of scum trough heater as per for
THR-FT | 12 | 6 Months - EICT Functionality test of scum trough heater (AS PER LIST OF ACTIVITIES) | Heater, Infra Red, Final Tanks,South, Scum Trough | THR-FT-HTR-S | 19000000 | THR-FT-HTR-1700 | Functionality test of scum trough heater as per for
THR-FT | 12 | 6 Months - EICT Functionality test of scum trough heater (AS PER LIST OF ACTIVITIES) | Heater, Infra Red, Final Tanks,South, Scum Trough | THR-FT-HTR-S | 28000000 | THR-FT-HTR-3201A | Functionality test of scum trough heater as per for
THR-FT | 12 | 6 Months - EICT Functionality test of scum trough heater (AS PER LIST OF ACTIVITIES) | Heater, Infra Red, Final Tanks,South, Scum Trough | THR-FT-HTR-S | 21000000 | THR-FT-HTR-3101B | Functionality test of scum trough heater as per for
THR-FT | 12 | 6 Months - EICT Functionality test of scum trough heater (AS PER LIST OF ACTIVITIES) | Heater, Infra Red, Final Tanks,South, Scum Trough | THR-FT-HTR-S | 32000000 | THR-FT-HTR-3251A | Functionality test of scum trough heater as per for
THR-FT | 12 | 6 Months - EICT Functionality test of scum trough heater (AS PER LIST OF ACTIVITIES) | Heater, Infra Red, Final Tanks,South, Scum Trough | THR-FT-HTR-S | 22000000 | THR-FT-HTR-3102A | Functionality test of scum trough heater as per for
THR-FT | 12 | 6 Months - EICT Functionality test of scum trough heater (AS PER LIST OF ACTIVITIES) | Heater, Infra Red, Final Tanks,South, Scum Trough | THR-FT-HTR-S | 34000000 | THR-FT-HTR-3252A | Functionality test of scum trough heater as per for
THR-FT | 12 | 6 Months - EICT Functionality test of scum trough heater (AS PER LIST OF ACTIVITIES) | Heater, Infra Red, Final Tanks,South, Scum Trough | THR-FT-HTR-S | 26000000 | THR-FT-HTR-3132A | Functionality test of scum trough heater as per for
THR-FT | 12 | 6 Months - EICT Functionality test of scum trough heater (AS PER LIST OF ACTIVITIES) | Heater, Infra Red, Final Tanks,South, Scum Trough | THR-FT-HTR-S | 35000000 | THR-FT-HTR-3252B | Functionality test of scum trough heater as per for
THR-FT | 12 | 6 Months - EICT Functionality test of scum trough heater (AS PER LIST OF ACTIVITIES) | Heater, Infra Red, Final Tanks,South, Scum Trough | THR-FT-HTR-S | 29000000 | THR-FT-HTR-3201B | Functionality test of scum trough heater as per for
THR-FT | 12 | 6 Months - EICT Functionality test of scum trough heater (AS PER LIST OF ACTIVITIES) | Heater, Infra Red, Final Tanks,South, Scum Trough | THR-FT-HTR-S | 30000000 | THR-FT-HTR-3231A | Functionality test of scum trough heater as per for
THR-FT | 12 | 6 Months - EICT Functionality test of scum trough heater (AS PER LIST OF ACTIVITIES) | Heater, Infra Red, Final Tanks,South, Scum Trough | THR-FT-HTR-S | 31000000 | THR-FT-HTR-3231B | Functionality test of scum trough heater as per for
THR-FT | 12 | 6 Months - EICT Functionality test of scum trough heater (AS PER LIST OF ACTIVITIES) | Heater, Infra Red, Final Tanks,South, Scum Trough | THR-FT-HTR-S | 33000000 | THR-FT-HTR-3251B | Functionality test of scum trough heater as per for
THR-FT | 13 | 6 Months - EICT Waste Activated Sludge pump inspection and motor bearings lubrication(AS PER LIST OF ACTIVITIES) | Final Tank, Waste Activated Sludge Pumping-North | THR-FT-WAS-P-N | 2000000 | THR-FT-P-4131 | EICT Waste Activated Sludge pump inspection and motor bearings lubrication as per 1A6246A15A3 for
THR-FT | 13 | 6 Months - EICT Waste Activated Sludge pump inspection and motor bearings lubrication(AS PER LIST OF ACTIVITIES) | Final Tank, Waste Activated Sludge Pumping-North | THR-FT-WAS-P-N | 1000000 | THR-FT-P-4130 | EICT Waste Activated Sludge pump inspection and motor bearings lubrication as per 1A6246A15A3 for
THR-FT | 13 | 6 Months - EICT Waste Activated Sludge pump inspection and motor bearings lubrication(AS PER LIST OF ACTIVITIES) | Final Tank, Waste Activated Sludge Pumping-North | THR-FT-WAS-P-N | 5000000 | THR-FT-P-4150 | EICT Waste Activated Sludge pump inspection and motor bearings lubrication as per 1A6246A15A3 for
THR-FT | 13 | 6 Months - EICT Waste Activated Sludge pump inspection and motor bearings lubrication(AS PER LIST OF ACTIVITIES) | Final Tank, Waste Activated Sludge Pumping-North | THR-FT-WAS-P-N | 3000000 | THR-FT-P-4140 | EICT Waste Activated Sludge pump inspection and motor bearings lubrication as per 1A6246A15A3 for
THR-FT | 13 | 6 Months - EICT Waste Activated Sludge pump inspection and motor bearings lubrication(AS PER LIST OF ACTIVITIES) | Final Tank, Waste Activated Sludge Pumping-North | THR-FT-WAS-P-N | 4000000 | THR-FT-P-4141 | EICT Waste Activated Sludge pump inspection and motor bearings lubrication as per 1A6246A15A3 for
THR-FT | 13 | 6 Months - EICT Waste Activated Sludge pump inspection and motor bearings lubrication(AS PER LIST OF ACTIVITIES) | Final Tank, Waste Activated Sludge Pumping-North | THR-FT-WAS-P-N | 6000000 | THR-FT-P-4151 | EICT Waste Activated Sludge pump inspection and motor bearings lubrication as per 1A6246A15A3 for
THR-FT | 13 | 6 Months - EICT Waste Activated Sludge pump inspection and motor bearings lubrication(AS PER LIST OF ACTIVITIES) | Final Tank, Waste Activated Sludge Pumping-South | THR-FT-WAS-P-S | 1000000 | THR-FT-P-4501 | EICT Waste Activated Sludge pump inspection and motor bearings lubrication as per 1A6246A15A3 for
THR-FT | 13 | 6 Months - EICT Waste Activated Sludge pump inspection and motor bearings lubrication(AS PER LIST OF ACTIVITIES) | Final Tank, Waste Activated Sludge Pumping-South | THR-FT-WAS-P-S | 2000000 | THR-FT-P-4502 | EICT Waste Activated Sludge pump inspection and motor bearings lubrication as per 1A6246A15A3 for
THR-FT | 13 | 6 Months - EICT Waste Activated Sludge pump inspection and motor bearings lubrication(AS PER LIST OF ACTIVITIES) | Final Tank, Waste Activated Sludge Pumping-South | THR-FT-WAS-P-S | 3000000 | THR-FT-P-4503 | EICT Waste Activated Sludge pump inspection and motor bearings lubrication as per 1A6246A15A3 for
THR-FT | 13 | 6 Months - EICT Waste Activated Sludge pump inspection and motor bearings lubrication(AS PER LIST OF ACTIVITIES) | Final Tank, Waste Activated Sludge Pumping-South | THR-FT-WAS-P-S | 4000000 | THR-FT-P-4504 | EICT Waste Activated Sludge pump inspection and motor bearings lubrication as per 1A6246A15A3 for
THR-FT | 14 | 1 Year - IMM Lubrication of North and South Final Tank Inlet Gate Stem, Isolation Valves and Actuator Oil Check (as per Activity list) | Valves, Actuated, Pneumatic Piston Seals, Filtered Plant Water Building | THR-FPW-V | 1000000 | THR-FPW-V-1017 | Lubricate at top of the Yoke of Valve with Standard Oil Stanolith57 or equivalent for
THR-FT | 14 | 1 Year - IMM Lubrication of North and South Final Tank Inlet Gate Stem, Isolation Valves and Actuator Oil Check (as per Activity list) | Valves, Actuated, Pneumatic Piston Seals, Filtered Plant Water Building | THR-FPW-V | 2000000 | THR-FPW-V-1018 | Lubricate at top of the Yoke of Valve with Standard Oil Stanolith57 or equivalent for
THR-FT | 14 | 1 Year - IMM Lubrication of North and South Final Tank Inlet Gate Stem, Isolation Valves and Actuator Oil Check (as per Activity list) | Valves, Actuated, Pneumatic Piston Seals, Filtered Plant Water Building | THR-FPW-V | 3000000 | THR-FPW-V-1019 | Lubricate at top of the Yoke of Valve with Standard Oil Stanolith57 or equivalent for
THR-FT | 14 | 1 Year - IMM Lubrication of North and South Final Tank Inlet Gate Stem, Isolation Valves and Actuator Oil Check (as per Activity list) | Valves, Actuated, Pneumatic Piston Seals, Filtered Plant Water Building | THR-FPW-V | 6000000 | THR-FPW-V-1008 | Lubricate at top of the Yoke of Valve with Standard Oil Stanolith57 or equivalent for
THR-FT | 14 | 1 Year - IMM Lubrication of North and South Final Tank Inlet Gate Stem, Isolation Valves and Actuator Oil Check (as per Activity list) | Valves, Actuated, Pneumatic Piston Seals, Filtered Plant Water Building | THR-FPW-V | 4000000 | THR-FPW-V-1020 | Lubricate at top of the Yoke of Valve with Standard Oil Stanolith57 or equivalent for
THR-FT | 14 | 1 Year - IMM Lubrication of North and South Final Tank Inlet Gate Stem, Isolation Valves and Actuator Oil Check (as per Activity list) | Valves, Actuated, Pneumatic Piston Seals, Filtered Plant Water Building | THR-FPW-V | 7000000 | THR-FPW-V-1009 | Lubricate at top of the Yoke of Valve with Standard Oil Stanolith57 or equivalent for
THR-FT | 14 | 1 Year - IMM Lubrication of North and South Final Tank Inlet Gate Stem, Isolation Valves and Actuator Oil Check (as per Activity list) | Valves, Actuated, Pneumatic Piston Seals, Filtered Plant Water Building | THR-FPW-V | 5000000 | THR-FPW-V-1021 | Lubricate at top of the Yoke of Valve with Standard Oil Stanolith57 or equivalent for
THR-FT | 14 | 1 Year - IMM Lubrication of North and South Final Tank Inlet Gate Stem, Isolation Valves and Actuator Oil Check (as per Activity list) | Valves, Actuated, Pneumatic Piston Seals, Filtered Plant Water Building | THR-FPW-V | 8000000 | THR-FPW-V-1010 | Lubricate at top of the Yoke of Valve with Standard Oil Stanolith57 or equivalent for
THR-FT | 14 | 1 Year - IMM Lubrication of North and South Final Tank Inlet Gate Stem, Isolation Valves and Actuator Oil Check (as per Activity list) | Valves, Actuated, Pneumatic Piston Seals, Filtered Plant Water Building | THR-FPW-V | 9000000 | THR-FPW-V-1011 | Lubricate at top of the Yoke of Valve with Standard Oil Stanolith57 or equivalent for
THR-FT | 14 | 1 Year - IMM Lubrication of North and South Final Tank Inlet Gate Stem, Isolation Valves and Actuator Oil Check (as per Activity list) | Valves, Actuated, Pneumatic Piston Seals, Filtered Plant Water Building | THR-FPW-V | 10000000 | THR-FPW-V-1033 | Lubricate at top of the Yoke of Valve with Standard Oil Stanolith57 or equivalent for
THR-FT | 14 | 1 Year - IMM Lubrication of North and South Final Tank Inlet Gate Stem, Isolation Valves and Actuator Oil Check (as per Activity list) | Valves, Actuated, Pneumatic Piston Seals, Filtered Plant Water Building | THR-FPW-V | 12000000 | THR-FPW-V-1035 | Lubricate at top of the Yoke of Valve with Standard Oil Stanolith57 or equivalent for
THR-FT | 14 | 1 Year - IMM Lubrication of North and South Final Tank Inlet Gate Stem, Isolation Valves and Actuator Oil Check (as per Activity list) | Valves, Actuated, Pneumatic Piston Seals, Filtered Plant Water Building | THR-FPW-V | 11000000 | THR-FPW-V-1034 | Lubricate at top of the Yoke of Valve with Standard Oil Stanolith57 or equivalent for
THR-FT | 14 | 1 Year - IMM Lubrication of North and South Final Tank Inlet Gate Stem, Isolation Valves and Actuator Oil Check (as per Activity list) | Valves, Actuated, Pneumatic Piston Seals, Filtered Plant Water Building | THR-FPW-V | 14000000 | THR-FPW-V-1037 | Lubricate at top of the Yoke of Valve with Standard Oil Stanolith57 or equivalent for
THR-FT | 14 | 1 Year - IMM Lubrication of North and South Final Tank Inlet Gate Stem, Isolation Valves and Actuator Oil Check (as per Activity list) | Valves, Actuated, Pneumatic Piston Seals, Filtered Plant Water Building | THR-FPW-V | 13000000 | THR-FPW-V-1036 | Lubricate at top of the Yoke of Valve with Standard Oil Stanolith57 or equivalent for
THR-FT | 14 | 1 Year - IMM Lubrication of North and South Final Tank Inlet Gate Stem, Isolation Valves and Actuator Oil Check (as per Activity list) | Valves, Actuated, Pneumatic Piston Seals, Filtered Plant Water Building | THR-FPW-V | 15000000 | THR-FPW-V-1038 | Lubricate at top of the Yoke of Valve with Standard Oil Stanolith57 or equivalent for
THR-FT | 14 | 1 Year - IMM Lubrication of North and South Final Tank Inlet Gate Stem, Isolation Valves and Actuator Oil Check (as per Activity list) | Gates, Sluice, Actuator, Secondary Treatment, Secondary Clarification - North | THR-FT-G-N | 2000000 | THR-FT-G-1141 | Lubricate final tank inlet gate stem and check Oil of Actuator as per and for
THR-FT | 14 | 1 Year - IMM Lubrication of North and South Final Tank Inlet Gate Stem, Isolation Valves and Actuator Oil Check (as per Activity list) | Gates, Sluice, Actuator, Secondary Treatment, Secondary Clarification - North | THR-FT-G-N | 1000000 | THR-FT-G-1131 | Lubricate final tank inlet gate stem and check Oil of Actuator as per and for
THR-FT | 14 | 1 Year - IMM Lubrication of North and South Final Tank Inlet Gate Stem, Isolation Valves and Actuator Oil Check (as per Activity list) | Gates, Sluice, Actuator, Secondary Treatment, Secondary Clarification - North | THR-FT-G-N | 3000000 | THR-FT-G-1181 | Lubricate final tank inlet gate stem and check Oil of Actuator as per and for
THR-FT | 14 | 1 Year - IMM Lubrication of North and South Final Tank Inlet Gate Stem, Isolation Valves and Actuator Oil Check (as per Activity list) | Gates, Sluice, Actuator, Secondary Treatment, Secondary Clarification - North | THR-FT-G-N | 5000000 | THR-FT-G-1201 | Lubricate final tank inlet gate stem and check Oil of Actuator as per and for
THR-FT | 14 | 1 Year - IMM Lubrication of North and South Final Tank Inlet Gate Stem, Isolation Valves and Actuator Oil Check (as per Activity list) | Gates, Sluice, Actuator, Secondary Treatment, Secondary Clarification - North | THR-FT-G-N | 4000000 | THR-FT-G-1191 | Lubricate final tank inlet gate stem and check Oil of Actuator as per and for
THR-FT | 14 | 1 Year - IMM Lubrication of North and South Final Tank Inlet Gate Stem, Isolation Valves and Actuator Oil Check (as per Activity list) | Gates, Sluice, Actuator, Secondary Treatment, Secondary Clarification - North | THR-FT-G-N | 6000000 | THR-FT-G-1211 | Lubricate final tank inlet gate stem and check Oil of Actuator as per and for
THR-FT | 14 | 1 Year - IMM Lubrication of North and South Final Tank Inlet Gate Stem, Isolation Valves and Actuator Oil Check (as per Activity list) | Gates, Sluice, Actuator, Secondary Treatment, Secondary Clarification - South | THR-FT-G-S | 1000000 | THR-FT-G-1011 | Lubricate final tank inlet gate stem and check Oil of Actuator as per and for
THR-FT | 14 | 1 Year - IMM Lubrication of North and South Final Tank Inlet Gate Stem, Isolation Valves and Actuator Oil Check (as per Activity list) | Gates, Sluice, Actuator, Secondary Treatment, Secondary Clarification - South | THR-FT-G-S | 2000000 | THR-FT-G-1021 | Lubricate final tank inlet gate stem and check Oil of Actuator as per and for
THR-FT | 14 | 1 Year - IMM Lubrication of North and South Final Tank Inlet Gate Stem, Isolation Valves and Actuator Oil Check (as per Activity list) | Gates, Sluice, Actuator, Secondary Treatment, Secondary Clarification - South | THR-FT-G-S | 3000000 | THR-FT-G-1031 | Lubricate final tank inlet gate stem and check Oil of Actuator as per and for
THR-FT | 14 | 1 Year - IMM Lubrication of North and South Final Tank Inlet Gate Stem, Isolation Valves and Actuator Oil Check (as per Activity list) | Gates, Sluice, Actuator, Secondary Treatment, Secondary Clarification - South | THR-FT-G-S | 5000000 | THR-FT-G-1051 | Lubricate final tank inlet gate stem and check Oil of Actuator as per and for
THR-FT | 14 | 1 Year - IMM Lubrication of North and South Final Tank Inlet Gate Stem, Isolation Valves and Actuator Oil Check (as per Activity list) | Gates, Sluice, Actuator, Secondary Treatment, Secondary Clarification - South | THR-FT-G-S | 4000000 | THR-FT-G-1041 | Lubricate final tank inlet gate stem and check Oil of Actuator as per and for
THR-FT | 14 | 1 Year - IMM Lubrication of North and South Final Tank Inlet Gate Stem, Isolation Valves and Actuator Oil Check (as per Activity list) | Gates, Sluice, Actuator, Secondary Treatment, Secondary Clarification - South | THR-FT-G-S | 7000000 | THR-FT-G-1071 | Lubricate final tank inlet gate stem and check Oil of Actuator as per and for
THR-FT | 14 | 1 Year - IMM Lubrication of North and South Final Tank Inlet Gate Stem, Isolation Valves and Actuator Oil Check (as per Activity list) | Gates, Sluice, Actuator, Secondary Treatment, Secondary Clarification - South | THR-FT-G-S | 6000000 | THR-FT-G-1061 | Lubricate final tank inlet gate stem and check Oil of Actuator as per and for
THR-FT | 14 | 1 Year - IMM Lubrication of North and South Final Tank Inlet Gate Stem, Isolation Valves and Actuator Oil Check (as per Activity list) | Gates, Sluice, Actuator, Secondary Treatment, Secondary Clarification - South | THR-FT-G-S | 13000000 | THR-FT-G-1151 | Lubricate final tank inlet gate stem and check Oil of Actuator as per and for
THR-FT | 14 | 1 Year - IMM Lubrication of North and South Final Tank Inlet Gate Stem, Isolation Valves and Actuator Oil Check (as per Activity list) | Gates, Sluice, Actuator, Secondary Treatment, Secondary Clarification - South | THR-FT-G-S | 8000000 | THR-FT-G-1081 | Lubricate final tank inlet gate stem and check Oil of Actuator as per and for
THR-FT | 14 | 1 Year - IMM Lubrication of North and South Final Tank Inlet Gate Stem, Isolation Valves and Actuator Oil Check (as per Activity list) | Gates, Sluice, Actuator, Secondary Treatment, Secondary Clarification - South | THR-FT-G-S | 14000000 | THR-FT-G-1161 | Lubricate final tank inlet gate stem and check Oil of Actuator as per and for
THR-FT | 14 | 1 Year - IMM Lubrication of North and South Final Tank Inlet Gate Stem, Isolation Valves and Actuator Oil Check (as per Activity list) | Gates, Sluice, Actuator, Secondary Treatment, Secondary Clarification - South | THR-FT-G-S | 9000000 | THR-FT-G-1091 | Lubricate final tank inlet gate stem and check Oil of Actuator as per and for
THR-FT | 14 | 1 Year - IMM Lubrication of North and South Final Tank Inlet Gate Stem, Isolation Valves and Actuator Oil Check (as per Activity list) | Gates, Sluice, Actuator, Secondary Treatment, Secondary Clarification - South | THR-FT-G-S | 15000000 | THR-FT-G-1171 | Lubricate final tank inlet gate stem and check Oil of Actuator as per and for
THR-FT | 14 | 1 Year - IMM Lubrication of North and South Final Tank Inlet Gate Stem, Isolation Valves and Actuator Oil Check (as per Activity list) | Gates, Sluice, Actuator, Secondary Treatment, Secondary Clarification - South | THR-FT-G-S | 10000000 | THR-FT-G-1101 | Lubricate final tank inlet gate stem and check Oil of Actuator as per and for
THR-FT | 14 | 1 Year - IMM Lubrication of North and South Final Tank Inlet Gate Stem, Isolation Valves and Actuator Oil Check (as per Activity list) | Gates, Sluice, Actuator, Secondary Treatment, Secondary Clarification - South | THR-FT-G-S | 11000000 | THR-FT-G-1111 | Lubricate final tank inlet gate stem and check Oil of Actuator as per and for
THR-FT | 14 | 1 Year - IMM Lubrication of North and South Final Tank Inlet Gate Stem, Isolation Valves and Actuator Oil Check (as per Activity list) | Gates, Sluice, Actuator, Secondary Treatment, Secondary Clarification - South | THR-FT-G-S | 12000000 | THR-FT-G-1121 | Lubricate final tank inlet gate stem and check Oil of Actuator as per and for
THR-FT | 14 | 1 Year - IMM Lubrication of North and South Final Tank Inlet Gate Stem, Isolation Valves and Actuator Oil Check (as per Activity list) | Valves, WAS Pumping | THR-FT-V-W | 2000000 | THR-FT-V-4512 | Lubricate at top of the Yoke of Valve with Standard Oil Stanolith57 or equivalent for
THR-FT | 14 | 1 Year - IMM Lubrication of North and South Final Tank Inlet Gate Stem, Isolation Valves and Actuator Oil Check (as per Activity list) | Valves, WAS Pumping | THR-FT-V-W | 3000000 | THR-FT-V-4513 | Lubricate at top of the Yoke of Valve with Standard Oil Stanolith57 or equivalent for
THR-FT | 14 | 1 Year - IMM Lubrication of North and South Final Tank Inlet Gate Stem, Isolation Valves and Actuator Oil Check (as per Activity list) | Valves, WAS Pumping | THR-FT-V-W | 6000000 | THR-FT-V-3121 | Lubricate at top of the Yoke of Valve with Standard Oil Stanolith57 or equivalent for
THR-FT | 14 | 1 Year - IMM Lubrication of North and South Final Tank Inlet Gate Stem, Isolation Valves and Actuator Oil Check (as per Activity list) | Valves, WAS Pumping | THR-FT-V-W | 1000000 | THR-FT-V-4511 | Lubricate at top of the Yoke of Valve with Standard Oil Stanolith57 or equivalent for
THR-FT | 14 | 1 Year - IMM Lubrication of North and South Final Tank Inlet Gate Stem, Isolation Valves and Actuator Oil Check (as per Activity list) | Valves, WAS Pumping | THR-FT-V-W | 8000000 | THR-FT-V-3124 | Lubricate at top of the Yoke of Valve with Standard Oil Stanolith57 or equivalent for
THR-FT | 14 | 1 Year - IMM Lubrication of North and South Final Tank Inlet Gate Stem, Isolation Valves and Actuator Oil Check (as per Activity list) | Valves, WAS Pumping | THR-FT-V-W | 4000000 | THR-FT-V-4514 | Lubricate at top of the Yoke of Valve with Standard Oil Stanolith57 or equivalent for
THR-FT | 14 | 1 Year - IMM Lubrication of North and South Final Tank Inlet Gate Stem, Isolation Valves and Actuator Oil Check (as per Activity list) | Valves, WAS Pumping | THR-FT-V-W | 9000000 | THR-FT-V-3141 | Lubricate at top of the Yoke of Valve with Standard Oil Stanolith57 or equivalent for
THR-FT | 14 | 1 Year - IMM Lubrication of North and South Final Tank Inlet Gate Stem, Isolation Valves and Actuator Oil Check (as per Activity list) | Valves, WAS Pumping | THR-FT-V-W | 5000000 | THR-FT-V-3120 | Lubricate at top of the Yoke of Valve with Standard Oil Stanolith57 or equivalent for
THR-FT | 14 | 1 Year - IMM Lubrication of North and South Final Tank Inlet Gate Stem, Isolation Valves and Actuator Oil Check (as per Activity list) | Valves, WAS Pumping | THR-FT-V-W | 11000000 | THR-FT-V-3144 | Lubricate at top of the Yoke of Valve with Standard Oil Stanolith57 or equivalent for
THR-FT | 14 | 1 Year - IMM Lubrication of North and South Final Tank Inlet Gate Stem, Isolation Valves and Actuator Oil Check (as per Activity list) | Valves, WAS Pumping | THR-FT-V-W | 7000000 | THR-FT-V-3122 | Lubricate at top of the Yoke of Valve with Standard Oil Stanolith57 or equivalent for
THR-FT | 14 | 1 Year - IMM Lubrication of North and South Final Tank Inlet Gate Stem, Isolation Valves and Actuator Oil Check (as per Activity list) | Valves, WAS Pumping | THR-FT-V-W | 12000000 | THR-FT-V-4413 | Lubricate at top of the Yoke of Valve with Standard Oil Stanolith57 or equivalent for
THR-FT | 14 | 1 Year - IMM Lubrication of North and South Final Tank Inlet Gate Stem, Isolation Valves and Actuator Oil Check (as per Activity list) | Valves, WAS Pumping | THR-FT-V-W | 10000000 | THR-FT-V-3142 | Lubricate at top of the Yoke of Valve with Standard Oil Stanolith57 or equivalent for
THR-FT | 14 | 1 Year - IMM Lubrication of North and South Final Tank Inlet Gate Stem, Isolation Valves and Actuator Oil Check (as per Activity list) | Valves, WAS Pumping | THR-FT-V-W | 13000000 | THR-FT-V-4414 | Lubricate at top of the Yoke of Valve with Standard Oil Stanolith57 or equivalent for
THR-FT | 14 | 1 Year - IMM Lubrication of North and South Final Tank Inlet Gate Stem, Isolation Valves and Actuator Oil Check (as per Activity list) | Valves, WAS Pumping | THR-FT-V-W | 14000000 | THR-FT-V-4415 | Lubricate at top of the Yoke of Valve with Standard Oil Stanolith57 or equivalent for
THR-FT | 14 | 1 Year - IMM Lubrication of North and South Final Tank Inlet Gate Stem, Isolation Valves and Actuator Oil Check (as per Activity list) | Valves, WAS Pumping | THR-FT-V-W | 15000000 | THR-FT-V-4416 | Lubricate at top of the Yoke of Valve with Standard Oil Stanolith57 or equivalent for
THR-FT | 14 | 1 Year - IMM Lubrication of North and South Final Tank Inlet Gate Stem, Isolation Valves and Actuator Oil Check (as per Activity list) | Valves, WAS Pumping | THR-FT-V-W | 16000000 | THR-FT-V-4417 | Lubricate at top of the Yoke of Valve with Standard Oil Stanolith57 or equivalent for
THR-FT | 15 | 1 Year - IMM Return Activated Sludge pump & motor inspections.(AS PER LIST OF ACTIVITIES) | Pumps, Return Activated Sludge, North | THR-FT-RAS-P-N | 1000000 | THR-FT-P-2320 | Return Activated Sludge pumpmotor inspectionsas per 323335384151A1A2A37A4 for
THR-FT | 15 | 1 Year - IMM Return Activated Sludge pump & motor inspections.(AS PER LIST OF ACTIVITIES) | Pumps, Return Activated Sludge, North | THR-FT-RAS-P-N | 3000000 | THR-FT-P-2322 | Return Activated Sludge pumpmotor inspectionsas per 323335384151A1A2A37A4 for
THR-FT | 15 | 1 Year - IMM Return Activated Sludge pump & motor inspections.(AS PER LIST OF ACTIVITIES) | Pumps, Return Activated Sludge, North | THR-FT-RAS-P-N | 2000000 | THR-FT-P-2321 | Return Activated Sludge pumpmotor inspectionsas per 323335384151A1A2A37A4 for
THR-FT | 15 | 1 Year - IMM Return Activated Sludge pump & motor inspections.(AS PER LIST OF ACTIVITIES) | Pumps, Return Activated Sludge, North | THR-FT-RAS-P-N | 5000000 | THR-FT-P-2324 | Return Activated Sludge pumpmotor inspectionsas per 323335384151A1A2A37A4 for
THR-FT | 15 | 1 Year - IMM Return Activated Sludge pump & motor inspections.(AS PER LIST OF ACTIVITIES) | Pumps, Return Activated Sludge, North | THR-FT-RAS-P-N | 4000000 | THR-FT-P-2323 | Return Activated Sludge pumpmotor inspectionsas per 323335384151A1A2A37A4 for
THR-FT | 15 | 1 Year - IMM Return Activated Sludge pump & motor inspections.(AS PER LIST OF ACTIVITIES) | Pumps, Return Activated Sludge, North | THR-FT-RAS-P-N | 8000000 | THR-FT-P-2622 | Return Activated Sludge pumpmotor inspectionsas per 323335384151A1A2A37A4 for
THR-FT | 15 | 1 Year - IMM Return Activated Sludge pump & motor inspections.(AS PER LIST OF ACTIVITIES) | Pumps, Return Activated Sludge, North | THR-FT-RAS-P-N | 6000000 | THR-FT-P-2620 | Return Activated Sludge pumpmotor inspectionsas per 323335384151A1A2A37A4 for
THR-FT | 15 | 1 Year - IMM Return Activated Sludge pump & motor inspections.(AS PER LIST OF ACTIVITIES) | Pumps, Return Activated Sludge, North | THR-FT-RAS-P-N | 10000000 | THR-FT-P-2624 | Return Activated Sludge pumpmotor inspectionsas per 323335384151A1A2A37A4 for
THR-FT | 15 | 1 Year - IMM Return Activated Sludge pump & motor inspections.(AS PER LIST OF ACTIVITIES) | Pumps, Return Activated Sludge, North | THR-FT-RAS-P-N | 7000000 | THR-FT-P-2621 | Return Activated Sludge pumpmotor inspectionsas per 323335384151A1A2A37A4 for
THR-FT | 15 | 1 Year - IMM Return Activated Sludge pump & motor inspections.(AS PER LIST OF ACTIVITIES) | Pumps, Return Activated Sludge, North | THR-FT-RAS-P-N | 12000000 | THR-FT-P-2721 | Return Activated Sludge pumpmotor inspectionsas per 323335384151A1A2A37A4 for
THR-FT | 15 | 1 Year - IMM Return Activated Sludge pump & motor inspections.(AS PER LIST OF ACTIVITIES) | Pumps, Return Activated Sludge, North | THR-FT-RAS-P-N | 9000000 | THR-FT-P-2623 | Return Activated Sludge pumpmotor inspectionsas per 323335384151A1A2A37A4 for
THR-FT | 15 | 1 Year - IMM Return Activated Sludge pump & motor inspections.(AS PER LIST OF ACTIVITIES) | Pumps, Return Activated Sludge, North | THR-FT-RAS-P-N | 14000000 | THR-FT-P-2723 | Return Activated Sludge pumpmotor inspectionsas per 323335384151A1A2A37A4 for
THR-FT | 15 | 1 Year - IMM Return Activated Sludge pump & motor inspections.(AS PER LIST OF ACTIVITIES) | Pumps, Return Activated Sludge, North | THR-FT-RAS-P-N | 11000000 | THR-FT-P-2720 | Return Activated Sludge pumpmotor inspectionsas per 323335384151A1A2A37A4 for
THR-FT | 15 | 1 Year - IMM Return Activated Sludge pump & motor inspections.(AS PER LIST OF ACTIVITIES) | Pumps, Return Activated Sludge, North | THR-FT-RAS-P-N | 15000000 | THR-FT-P-2724 | Return Activated Sludge pumpmotor inspectionsas per 323335384151A1A2A37A4 for
THR-FT | 15 | 1 Year - IMM Return Activated Sludge pump & motor inspections.(AS PER LIST OF ACTIVITIES) | Pumps, Return Activated Sludge, North | THR-FT-RAS-P-N | 13000000 | THR-FT-P-2722 | Return Activated Sludge pumpmotor inspectionsas per 323335384151A1A2A37A4 for
THR-FT | 15 | 1 Year - IMM Return Activated Sludge pump & motor inspections.(AS PER LIST OF ACTIVITIES) | Pumps, Return Activated Sludge, South | THR-FT-RAS-P-S | 3000000 | THR-FT-P-2522 | Return Activated Sludge pumpmotor inspectionsas per 323335384151A1A2A37A4 for
THR-FT | 15 | 1 Year - IMM Return Activated Sludge pump & motor inspections.(AS PER LIST OF ACTIVITIES) | Pumps, Return Activated Sludge, South | THR-FT-RAS-P-S | 1000000 | THR-FT-P-2520 | Return Activated Sludge pumpmotor inspectionsas per 323335384151A1A2A37A4 for
THR-FT | 15 | 1 Year - IMM Return Activated Sludge pump & motor inspections.(AS PER LIST OF ACTIVITIES) | Pumps, Return Activated Sludge, South | THR-FT-RAS-P-S | 5000000 | THR-FT-P-2524 | Return Activated Sludge pumpmotor inspectionsas per 323335384151A1A2A37A4 for
THR-FT | 15 | 1 Year - IMM Return Activated Sludge pump & motor inspections.(AS PER LIST OF ACTIVITIES) | Pumps, Return Activated Sludge, South | THR-FT-RAS-P-S | 2000000 | THR-FT-P-2521 | Return Activated Sludge pumpmotor inspectionsas per 323335384151A1A2A37A4 for
THR-FT | 15 | 1 Year - IMM Return Activated Sludge pump & motor inspections.(AS PER LIST OF ACTIVITIES) | Pumps, Return Activated Sludge, South | THR-FT-RAS-P-S | 6000000 | THR-FT-P-4401 | Return Activated Sludge pumpmotor inspectionsas per 323335384151A1A2A37A4 for
THR-FT | 15 | 1 Year - IMM Return Activated Sludge pump & motor inspections.(AS PER LIST OF ACTIVITIES) | Pumps, Return Activated Sludge, South | THR-FT-RAS-P-S | 4000000 | THR-FT-P-2523 | Return Activated Sludge pumpmotor inspectionsas per 323335384151A1A2A37A4 for
THR-FT | 15 | 1 Year - IMM Return Activated Sludge pump & motor inspections.(AS PER LIST OF ACTIVITIES) | Pumps, Return Activated Sludge, South | THR-FT-RAS-P-S | 7000000 | THR-FT-P-4402 | Return Activated Sludge pumpmotor inspectionsas per 323335384151A1A2A37A4 for
THR-FT | 15 | 1 Year - IMM Return Activated Sludge pump & motor inspections.(AS PER LIST OF ACTIVITIES) | Pumps, Return Activated Sludge, South | THR-FT-RAS-P-S | 8000000 | THR-FT-P-4403 | Return Activated Sludge pumpmotor inspectionsas per 323335384151A1A2A37A4 for
THR-FT | 15 | 1 Year - IMM Return Activated Sludge pump & motor inspections.(AS PER LIST OF ACTIVITIES) | Pumps, Return Activated Sludge, South | THR-FT-RAS-P-S | 9000000 | THR-FT-P-4404 | Return Activated Sludge pumpmotor inspectionsas per 323335384151A1A2A37A4 for
THR-FT | 15 | 1 Year - IMM Return Activated Sludge pump & motor inspections.(AS PER LIST OF ACTIVITIES) | Pumps, Return Activated Sludge, South | THR-FT-RAS-P-S | 10000000 | THR-FT-P-4405 | Return Activated Sludge pumpmotor inspectionsas per 323335384151A1A2A37A4 for
THR-FT | 15 | 1 Year - IMM Return Activated Sludge pump & motor inspections.(AS PER LIST OF ACTIVITIES) | Pumps, Return Activated Sludge, South | THR-FT-RAS-P-S | 12000000 | THR-FT-P-4720 | Return Activated Sludge pumpmotor inspectionsas per 323335384151A1A2A37A4 for
THR-FT | 15 | 1 Year - IMM Return Activated Sludge pump & motor inspections.(AS PER LIST OF ACTIVITIES) | Pumps, Return Activated Sludge, South | THR-FT-RAS-P-S | 11000000 | THR-FT-P-4710 | Return Activated Sludge pumpmotor inspectionsas per 323335384151A1A2A37A4 for
THR-FT | 15 | 1 Year - IMM Return Activated Sludge pump & motor inspections.(AS PER LIST OF ACTIVITIES) | Pumps, Return Activated Sludge, South | THR-FT-RAS-P-S | 13000000 | THR-FT-P-4730 | Return Activated Sludge pumpmotor inspectionsas per 323335384151A1A2A37A4 for
THR-FT | 16 | 1 Year - IMM Waste Activated Sludge pump/motor inspections (AS PER LIST OF ACTIVITIES). | Final Tank, Waste Activated Sludge Pumping-North | THR-FT-WAS-P-N | 1000000 | THR-FT-P-4130 | EICT Waste Activated Sludge pump inspection and motor bearings lubrication as per 1C261A481A491A52 for
THR-FT | 16 | 1 Year - IMM Waste Activated Sludge pump/motor inspections (AS PER LIST OF ACTIVITIES). | Final Tank, Waste Activated Sludge Pumping-North | THR-FT-WAS-P-N | 2000000 | THR-FT-P-4131 | EICT Waste Activated Sludge pump inspection and motor bearings lubrication as per 1C261A481A491A52 for
THR-FT | 16 | 1 Year - IMM Waste Activated Sludge pump/motor inspections (AS PER LIST OF ACTIVITIES). | Final Tank, Waste Activated Sludge Pumping-North | THR-FT-WAS-P-N | 4000000 | THR-FT-P-4141 | EICT Waste Activated Sludge pump inspection and motor bearings lubrication as per 1C261A481A491A52 for
THR-FT | 16 | 1 Year - IMM Waste Activated Sludge pump/motor inspections (AS PER LIST OF ACTIVITIES). | Final Tank, Waste Activated Sludge Pumping-North | THR-FT-WAS-P-N | 3000000 | THR-FT-P-4140 | EICT Waste Activated Sludge pump inspection and motor bearings lubrication as per 1C261A481A491A52 for
THR-FT | 16 | 1 Year - IMM Waste Activated Sludge pump/motor inspections (AS PER LIST OF ACTIVITIES). | Final Tank, Waste Activated Sludge Pumping-North | THR-FT-WAS-P-N | 5000000 | THR-FT-P-4150 | EICT Waste Activated Sludge pump inspection and motor bearings lubrication as per 1C261A481A491A52 for
THR-FT | 16 | 1 Year - IMM Waste Activated Sludge pump/motor inspections (AS PER LIST OF ACTIVITIES). | Final Tank, Waste Activated Sludge Pumping-North | THR-FT-WAS-P-N | 6000000 | THR-FT-P-4151 | EICT Waste Activated Sludge pump inspection and motor bearings lubrication as per 1C261A481A491A52 for
THR-FT | 16 | 1 Year - IMM Waste Activated Sludge pump/motor inspections (AS PER LIST OF ACTIVITIES). | Final Tank, Waste Activated Sludge Pumping-South | THR-FT-WAS-P-S | 2000000 | THR-FT-P-4502 | EICT Waste Activated Sludge pump inspection and motor bearings lubrication as per 1C261A481A491A52 for
THR-FT | 16 | 1 Year - IMM Waste Activated Sludge pump/motor inspections (AS PER LIST OF ACTIVITIES). | Final Tank, Waste Activated Sludge Pumping-South | THR-FT-WAS-P-S | 1000000 | THR-FT-P-4501 | EICT Waste Activated Sludge pump inspection and motor bearings lubrication as per 1C261A481A491A52 for
THR-FT | 16 | 1 Year - IMM Waste Activated Sludge pump/motor inspections (AS PER LIST OF ACTIVITIES). | Final Tank, Waste Activated Sludge Pumping-South | THR-FT-WAS-P-S | 3000000 | THR-FT-P-4503 | EICT Waste Activated Sludge pump inspection and motor bearings lubrication as per 1C261A481A491A52 for
THR-FT | 16 | 1 Year - IMM Waste Activated Sludge pump/motor inspections (AS PER LIST OF ACTIVITIES). | Final Tank, Waste Activated Sludge Pumping-South | THR-FT-WAS-P-S | 4000000 | THR-FT-P-4504 | EICT Waste Activated Sludge pump inspection and motor bearings lubrication as per 1C261A481A491A52 for
THR-FT | 17 | 1 Year - IMM Scum pump/motor inspection & valve exercise (as per Activity list) | Pump, Rotary Vane, Scum Tanks, Scum Pumping, Final Tanks | THR-FT-P-SCP | 3000000 | THR-FT-P-3120 | 1C251A5824A125A13A64A14A5 Scum pumpmotor inspection valve execise for
THR-FT | 17 | 1 Year - IMM Scum pump/motor inspection & valve exercise (as per Activity list) | Pump, Rotary Vane, Scum Tanks, Scum Pumping, Final Tanks | THR-FT-P-SCP | 1000000 | THR-FT-P-3020 | 1C251A5824A125A13A64A14A5 Scum pumpmotor inspection valve execise for
THR-FT | 17 | 1 Year - IMM Scum pump/motor inspection & valve exercise (as per Activity list) | Pump, Rotary Vane, Scum Tanks, Scum Pumping, Final Tanks | THR-FT-P-SCP | 5000000 | THR-FT-P-3320 | 1C251A5824A125A13A64A14A5 Scum pumpmotor inspection valve execise for
THR-FT | 17 | 1 Year - IMM Scum pump/motor inspection & valve exercise (as per Activity list) | Pump, Rotary Vane, Scum Tanks, Scum Pumping, Final Tanks | THR-FT-P-SCP | 2000000 | THR-FT-P-3040 | 1C251A5824A125A13A64A14A5 Scum pumpmotor inspection valve execise for
THR-FT | 17 | 1 Year - IMM Scum pump/motor inspection & valve exercise (as per Activity list) | Pump, Rotary Vane, Scum Tanks, Scum Pumping, Final Tanks | THR-FT-P-SCP | 9000000 | THR-FT-P-3430 | 1C251A5824A125A13A64A14A5 Scum pumpmotor inspection valve execise for
THR-FT | 17 | 1 Year - IMM Scum pump/motor inspection & valve exercise (as per Activity list) | Pump, Rotary Vane, Scum Tanks, Scum Pumping, Final Tanks | THR-FT-P-SCP | 4000000 | THR-FT-P-3140 | 1C251A5824A125A13A64A14A5 Scum pumpmotor inspection valve execise for
THR-FT | 17 | 1 Year - IMM Scum pump/motor inspection & valve exercise (as per Activity list) | Pump, Rotary Vane, Scum Tanks, Scum Pumping, Final Tanks | THR-FT-P-SCP | 10000000 | THR-FT-P-3440 | 1C251A5824A125A13A64A14A5 Scum pumpmotor inspection valve execise for
THR-FT | 17 | 1 Year - IMM Scum pump/motor inspection & valve exercise (as per Activity list) | Pump, Rotary Vane, Scum Tanks, Scum Pumping, Final Tanks | THR-FT-P-SCP | 6000000 | THR-FT-P-3330 | 1C251A5824A125A13A64A14A5 Scum pumpmotor inspection valve execise for
THR-FT | 17 | 1 Year - IMM Scum pump/motor inspection & valve exercise (as per Activity list) | Pump, Rotary Vane, Scum Tanks, Scum Pumping, Final Tanks | THR-FT-P-SCP | 14000000 | THR-FT-P-3620 | 1C251A5824A125A13A64A14A5 Scum pumpmotor inspection valve execise for
THR-FT | 17 | 1 Year - IMM Scum pump/motor inspection & valve exercise (as per Activity list) | Pump, Rotary Vane, Scum Tanks, Scum Pumping, Final Tanks | THR-FT-P-SCP | 7000000 | THR-FT-P-3340 | 1C251A5824A125A13A64A14A5 Scum pumpmotor inspection valve execise for
THR-FT | 17 | 1 Year - IMM Scum pump/motor inspection & valve exercise (as per Activity list) | Pump, Rotary Vane, Scum Tanks, Scum Pumping, Final Tanks | THR-FT-P-SCP | 15000000 | THR-FT-P-3630 | 1C251A5824A125A13A64A14A5 Scum pumpmotor inspection valve execise for
THR-FT | 17 | 1 Year - IMM Scum pump/motor inspection & valve exercise (as per Activity list) | Pump, Rotary Vane, Scum Tanks, Scum Pumping, Final Tanks | THR-FT-P-SCP | 8000000 | THR-FT-P-3420 | 1C251A5824A125A13A64A14A5 Scum pumpmotor inspection valve execise for
THR-FT | 17 | 1 Year - IMM Scum pump/motor inspection & valve exercise (as per Activity list) | Pump, Rotary Vane, Scum Tanks, Scum Pumping, Final Tanks | THR-FT-P-SCP | 17000000 | THR-FT-P-3720 | 1C251A5824A125A13A64A14A5 Scum pumpmotor inspection valve execise for
THR-FT | 17 | 1 Year - IMM Scum pump/motor inspection & valve exercise (as per Activity list) | Pump, Rotary Vane, Scum Tanks, Scum Pumping, Final Tanks | THR-FT-P-SCP | 11000000 | THR-FT-P-3520 | 1C251A5824A125A13A64A14A5 Scum pumpmotor inspection valve execise for
THR-FT | 17 | 1 Year - IMM Scum pump/motor inspection & valve exercise (as per Activity list) | Pump, Rotary Vane, Scum Tanks, Scum Pumping, Final Tanks | THR-FT-P-SCP | 18000000 | THR-FT-P-3730 | 1C251A5824A125A13A64A14A5 Scum pumpmotor inspection valve execise for
THR-FT | 17 | 1 Year - IMM Scum pump/motor inspection & valve exercise (as per Activity list) | Pump, Rotary Vane, Scum Tanks, Scum Pumping, Final Tanks | THR-FT-P-SCP | 12000000 | THR-FT-P-3530 | 1C251A5824A125A13A64A14A5 Scum pumpmotor inspection valve execise for
THR-FT | 17 | 1 Year - IMM Scum pump/motor inspection & valve exercise (as per Activity list) | Pump, Rotary Vane, Scum Tanks, Scum Pumping, Final Tanks | THR-FT-P-SCP | 20000000 | THR-FT-P-3220 | 1C251A5824A125A13A64A14A5 Scum pumpmotor inspection valve execise for
THR-FT | 17 | 1 Year - IMM Scum pump/motor inspection & valve exercise (as per Activity list) | Pump, Rotary Vane, Scum Tanks, Scum Pumping, Final Tanks | THR-FT-P-SCP | 13000000 | THR-FT-P-3540 | 1C251A5824A125A13A64A14A5 Scum pumpmotor inspection valve execise for
THR-FT | 17 | 1 Year - IMM Scum pump/motor inspection & valve exercise (as per Activity list) | Pump, Rotary Vane, Scum Tanks, Scum Pumping, Final Tanks | THR-FT-P-SCP | 21000000 | THR-FT-P-3240 | 1C251A5824A125A13A64A14A5 Scum pumpmotor inspection valve execise for
THR-FT | 17 | 1 Year - IMM Scum pump/motor inspection & valve exercise (as per Activity list) | Pump, Rotary Vane, Scum Tanks, Scum Pumping, Final Tanks | THR-FT-P-SCP | 16000000 | THR-FT-P-3640 | 1C251A5824A125A13A64A14A5 Scum pumpmotor inspection valve execise for
THR-FT | 17 | 1 Year - IMM Scum pump/motor inspection & valve exercise (as per Activity list) | Pump, Rotary Vane, Scum Tanks, Scum Pumping, Final Tanks | THR-FT-P-SCP | 19000000 | THR-FT-P-3740 | 1C251A5824A125A13A64A14A5 Scum pumpmotor inspection valve execise for
THR-FT | 17 | 1 Year - IMM Scum pump/motor inspection & valve exercise (as per Activity list) | Pump, Rotary Vane, Scum Tanks, Scum Pumping, Final Tanks | THR-FT-P-SCP | 22000000 | THR-FT-P-3260 | 1C251A5824A125A13A64A14A5 Scum pumpmotor inspection valve execise for
THR-FT | 20 | 1 Year - EICT Verification of RAS flow meters(AS PER LIST OF ACTIVITIES) | Pumps, Return Activated Sludge, North | THR-FT-RAS-P-N | 1000000 | THR-FT-FIT-2332 | Verification of RAS flow meters as per for
THR-FT | 20 | 1 Year - EICT Verification of RAS flow meters(AS PER LIST OF ACTIVITIES) | Pumps, Return Activated Sludge, North | THR-FT-RAS-P-N | 2000000 | THR-FT-FIT-2631 | Verification of RAS flow meters as per for
THR-FT | 20 | 1 Year - EICT Verification of RAS flow meters(AS PER LIST OF ACTIVITIES) | Pumps, Return Activated Sludge, North | THR-FT-RAS-P-N | 3000000 | THR-FT-FIT-2731 | Verification of RAS flow meters as per for
THR-FT | 20 | 1 Year - EICT Verification of RAS flow meters(AS PER LIST OF ACTIVITIES) | Pumps, Return Activated Sludge, North | THR-FT-RAS-P-N | 4000000 | THR-FT-FIT-2302 | Verification of RAS flow meters as per for
THR-FT | 20 | 1 Year - EICT Verification of RAS flow meters(AS PER LIST OF ACTIVITIES) | Pumps, Return Activated Sludge, North | THR-FT-RAS-P-N | 6000000 | THR-FT-FIT-2602 | Verification of RAS flow meters as per for
THR-FT | 20 | 1 Year - EICT Verification of RAS flow meters(AS PER LIST OF ACTIVITIES) | Pumps, Return Activated Sludge, North | THR-FT-RAS-P-N | 5000000 | THR-FT-FIT-2312 | Verification of RAS flow meters as per for
THR-FT | 20 | 1 Year - EICT Verification of RAS flow meters(AS PER LIST OF ACTIVITIES) | Pumps, Return Activated Sludge, North | THR-FT-RAS-P-N | 7000000 | THR-FT-FIT-2702 | Verification of RAS flow meters as per for
THR-FT | 20 | 1 Year - EICT Verification of RAS flow meters(AS PER LIST OF ACTIVITIES) | Pumps, Return Activated Sludge, North | THR-FT-RAS-P-N | 8000000 | THR-FT-FIT-2712 | Verification of RAS flow meters as per for
THR-FT | 20 | 1 Year - EICT Verification of RAS flow meters(AS PER LIST OF ACTIVITIES) | Pumps, Return Activated Sludge, North | THR-FT-RAS-P-N | 9000000 | THR-FT-FIT-2612 | Verification of RAS flow meters as per for
THR-FT | 20 | 1 Year - EICT Verification of RAS flow meters(AS PER LIST OF ACTIVITIES) | Pumps, Return Activated Sludge, South | THR-FT-RAS-P-S | 1000000 | THR-FT-FIT-4414 | Check the calibration of the outlet final tank magnetic flow meterforTHR
THR-FT | 20 | 1 Year - EICT Verification of RAS flow meters(AS PER LIST OF ACTIVITIES) | Pumps, Return Activated Sludge, South | THR-FT-RAS-P-S | 2000000 | THR-FT-FIT-4415 | Check the calibration of the outlet final tank magnetic flow meterforTHR
THR-FT | 20 | 1 Year - EICT Verification of RAS flow meters(AS PER LIST OF ACTIVITIES) | Pumps, Return Activated Sludge, South | THR-FT-RAS-P-S | 3000000 | THR-FT-FIT-4416 | Check the calibration of the outlet final tank magnetic flow meterforTHR
THR-FT | 20 | 1 Year - EICT Verification of RAS flow meters(AS PER LIST OF ACTIVITIES) | Pumps, Return Activated Sludge, South | THR-FT-RAS-P-S | 5000000 | THR-FT-FIT-4418 | Check the calibration of the outlet final tank magnetic flow meterforTHR
THR-FT | 20 | 1 Year - EICT Verification of RAS flow meters(AS PER LIST OF ACTIVITIES) | Pumps, Return Activated Sludge, South | THR-FT-RAS-P-S | 4000000 | THR-FT-FIT-4417 | Check the calibration of the outlet final tank magnetic flow meterforTHR
THR-FT | 20 | 1 Year - EICT Verification of RAS flow meters(AS PER LIST OF ACTIVITIES) | Pumps, Return Activated Sludge, South | THR-FT-RAS-P-S | 6000000 | THR-FT-FIT-4401 | Check the calibration of the outlet final tank magnetic flow meterforTHR
THR-FT | 20 | 1 Year - EICT Verification of RAS flow meters(AS PER LIST OF ACTIVITIES) | Pumps, Return Activated Sludge, South | THR-FT-RAS-P-S | 8000000 | THR-FT-FIT-4403 | Check the calibration of the outlet final tank magnetic flow meterforTHR
THR-FT | 20 | 1 Year - EICT Verification of RAS flow meters(AS PER LIST OF ACTIVITIES) | Pumps, Return Activated Sludge, South | THR-FT-RAS-P-S | 7000000 | THR-FT-FIT-4402 | Check the calibration of the outlet final tank magnetic flow meterforTHR
THR-FT | 20 | 1 Year - EICT Verification of RAS flow meters(AS PER LIST OF ACTIVITIES) | Pumps, Return Activated Sludge, South | THR-FT-RAS-P-S | 10000000 | THR-FT-FIT-4405 | Check the calibration of the outlet final tank magnetic flow meterforTHR
THR-FT | 20 | 1 Year - EICT Verification of RAS flow meters(AS PER LIST OF ACTIVITIES) | Pumps, Return Activated Sludge, South | THR-FT-RAS-P-S | 9000000 | THR-FT-FIT-4404 | Check the calibration of the outlet final tank magnetic flow meterforTHR
THR-FT | 20 | 1 Year - EICT Verification of RAS flow meters(AS PER LIST OF ACTIVITIES) | Pumps, Return Activated Sludge, South | THR-FT-RAS-P-S | 12000000 | THR-FT-FIT-4407 | Check the calibration of the outlet final tank magnetic flow meterforTHR
THR-FT | 20 | 1 Year - EICT Verification of RAS flow meters(AS PER LIST OF ACTIVITIES) | Pumps, Return Activated Sludge, South | THR-FT-RAS-P-S | 11000000 | THR-FT-FIT-4406 | Check the calibration of the outlet final tank magnetic flow meterforTHR
THR-FT | 20 | 1 Year - EICT Verification of RAS flow meters(AS PER LIST OF ACTIVITIES) | Pumps, Return Activated Sludge, South | THR-FT-RAS-P-S | 13000000 | THR-FT-FIT-4408 | Check the calibration of the outlet final tank magnetic flow meterforTHR
THR-FT | 20 | 1 Year - EICT Verification of RAS flow meters(AS PER LIST OF ACTIVITIES) | Pumps, Return Activated Sludge, South | THR-FT-RAS-P-S | 16000000 | THR-FT-FIT-4411 | Check the calibration of the outlet final tank magnetic flow meterforTHR
THR-FT | 20 | 1 Year - EICT Verification of RAS flow meters(AS PER LIST OF ACTIVITIES) | Pumps, Return Activated Sludge, South | THR-FT-RAS-P-S | 14000000 | THR-FT-FIT-4409 | Check the calibration of the outlet final tank magnetic flow meterforTHR
THR-FT | 20 | 1 Year - EICT Verification of RAS flow meters(AS PER LIST OF ACTIVITIES) | Pumps, Return Activated Sludge, South | THR-FT-RAS-P-S | 17000000 | THR-FT-FIT-4412 | Check the calibration of the outlet final tank magnetic flow meterforTHR
THR-FT | 20 | 1 Year - EICT Verification of RAS flow meters(AS PER LIST OF ACTIVITIES) | Pumps, Return Activated Sludge, South | THR-FT-RAS-P-S | 15000000 | THR-FT-FIT-4410 | Check the calibration of the outlet final tank magnetic flow meterforTHR
THR-FT | 20 | 1 Year - EICT Verification of RAS flow meters(AS PER LIST OF ACTIVITIES) | Pumps, Return Activated Sludge, South | THR-FT-RAS-P-S | 18000000 | THR-FT-FIT-4413 | Check the calibration of the outlet final tank magnetic flow meterforTHR
THR-FT | 20 | 1 Year - EICT Verification of RAS flow meters(AS PER LIST OF ACTIVITIES) | Pumps, Return Activated Sludge, South | THR-FT-RAS-P-S | 22000000 | THR-FT-FIT-4422 | Check the calibration of the outlet final tank magnetic flow meterforTHR
THR-FT | 20 | 1 Year - EICT Verification of RAS flow meters(AS PER LIST OF ACTIVITIES) | Pumps, Return Activated Sludge, South | THR-FT-RAS-P-S | 19000000 | THR-FT-FIT-4419 | Check the calibration of the outlet final tank magnetic flow meterforTHR
THR-FT | 20 | 1 Year - EICT Verification of RAS flow meters(AS PER LIST OF ACTIVITIES) | Pumps, Return Activated Sludge, South | THR-FT-RAS-P-S | 24000000 | THR-FT-FIT-2512 | Check the calibration of the outlet final tank magnetic flow meterforTHR
THR-FT | 20 | 1 Year - EICT Verification of RAS flow meters(AS PER LIST OF ACTIVITIES) | Pumps, Return Activated Sludge, South | THR-FT-RAS-P-S | 20000000 | THR-FT-FIT-4420 | Check the calibration of the outlet final tank magnetic flow meterforTHR
THR-FT | 20 | 1 Year - EICT Verification of RAS flow meters(AS PER LIST OF ACTIVITIES) | Pumps, Return Activated Sludge, South | THR-FT-RAS-P-S | 21000000 | THR-FT-FIT-4421 | Check the calibration of the outlet final tank magnetic flow meterforTHR
THR-FT | 20 | 1 Year - EICT Verification of RAS flow meters(AS PER LIST OF ACTIVITIES) | Pumps, Return Activated Sludge, South | THR-FT-RAS-P-S | 23000000 | THR-FT-FIT-4423 | Check the calibration of the outlet final tank magnetic flow meterforTHR
THR-FT | 20 | 1 Year - EICT Verification of RAS flow meters(AS PER LIST OF ACTIVITIES) | Pumps, Return Activated Sludge, South | THR-FT-RAS-P-S | 25000000 | THR-FT-FIT-2502 | Check the calibration of the outlet final tank magnetic flow meterforTHR
THR-FT | 22 | 1 Year - EICT Megger testing of RAS pump motor and VFD inspection.(as per Activity list) | Pumps, Return Activated Sludge, North | THR-FT-RAS-P-N | 5000000 | THR-FT-P-2324 | 1A661A421A45 Megger testing of RAS pump motor and VFD inspectionfor
THR-FT | 22 | 1 Year - EICT Megger testing of RAS pump motor and VFD inspection.(as per Activity list) | Pumps, Return Activated Sludge, North | THR-FT-RAS-P-N | 1000000 | THR-FT-P-2320 | 1A661A421A45 Megger testing of RAS pump motor and VFD inspectionfor
THR-FT | 22 | 1 Year - EICT Megger testing of RAS pump motor and VFD inspection.(as per Activity list) | Pumps, Return Activated Sludge, North | THR-FT-RAS-P-N | 6000000 | THR-FT-P-2620 | 1A661A421A45 Megger testing of RAS pump motor and VFD inspectionfor
THR-FT | 22 | 1 Year - EICT Megger testing of RAS pump motor and VFD inspection.(as per Activity list) | Pumps, Return Activated Sludge, North | THR-FT-RAS-P-N | 2000000 | THR-FT-P-2321 | 1A661A421A45 Megger testing of RAS pump motor and VFD inspectionfor
THR-FT | 22 | 1 Year - EICT Megger testing of RAS pump motor and VFD inspection.(as per Activity list) | Pumps, Return Activated Sludge, North | THR-FT-RAS-P-N | 7000000 | THR-FT-P-2621 | 1A661A421A45 Megger testing of RAS pump motor and VFD inspectionfor
THR-FT | 22 | 1 Year - EICT Megger testing of RAS pump motor and VFD inspection.(as per Activity list) | Pumps, Return Activated Sludge, North | THR-FT-RAS-P-N | 3000000 | THR-FT-P-2322 | 1A661A421A45 Megger testing of RAS pump motor and VFD inspectionfor
THR-FT | 22 | 1 Year - EICT Megger testing of RAS pump motor and VFD inspection.(as per Activity list) | Pumps, Return Activated Sludge, North | THR-FT-RAS-P-N | 8000000 | THR-FT-P-2622 | 1A661A421A45 Megger testing of RAS pump motor and VFD inspectionfor
THR-FT | 22 | 1 Year - EICT Megger testing of RAS pump motor and VFD inspection.(as per Activity list) | Pumps, Return Activated Sludge, North | THR-FT-RAS-P-N | 4000000 | THR-FT-P-2323 | 1A661A421A45 Megger testing of RAS pump motor and VFD inspectionfor
THR-FT | 22 | 1 Year - EICT Megger testing of RAS pump motor and VFD inspection.(as per Activity list) | Pumps, Return Activated Sludge, North | THR-FT-RAS-P-N | 11000000 | THR-FT-P-2720 | 1A661A421A45 Megger testing of RAS pump motor and VFD inspectionfor
THR-FT | 22 | 1 Year - EICT Megger testing of RAS pump motor and VFD inspection.(as per Activity list) | Pumps, Return Activated Sludge, North | THR-FT-RAS-P-N | 9000000 | THR-FT-P-2623 | 1A661A421A45 Megger testing of RAS pump motor and VFD inspectionfor
THR-FT | 22 | 1 Year - EICT Megger testing of RAS pump motor and VFD inspection.(as per Activity list) | Pumps, Return Activated Sludge, North | THR-FT-RAS-P-N | 15000000 | THR-FT-P-2724 | 1A661A421A45 Megger testing of RAS pump motor and VFD inspectionfor
THR-FT | 22 | 1 Year - EICT Megger testing of RAS pump motor and VFD inspection.(as per Activity list) | Pumps, Return Activated Sludge, North | THR-FT-RAS-P-N | 10000000 | THR-FT-P-2624 | 1A661A421A45 Megger testing of RAS pump motor and VFD inspectionfor
THR-FT | 22 | 1 Year - EICT Megger testing of RAS pump motor and VFD inspection.(as per Activity list) | Pumps, Return Activated Sludge, North | THR-FT-RAS-P-N | 12000000 | THR-FT-P-2721 | 1A661A421A45 Megger testing of RAS pump motor and VFD inspectionfor
THR-FT | 22 | 1 Year - EICT Megger testing of RAS pump motor and VFD inspection.(as per Activity list) | Pumps, Return Activated Sludge, North | THR-FT-RAS-P-N | 13000000 | THR-FT-P-2722 | 1A661A421A45 Megger testing of RAS pump motor and VFD inspectionfor
THR-FT | 22 | 1 Year - EICT Megger testing of RAS pump motor and VFD inspection.(as per Activity list) | Pumps, Return Activated Sludge, North | THR-FT-RAS-P-N | 14000000 | THR-FT-P-2723 | 1A661A421A45 Megger testing of RAS pump motor and VFD inspectionfor
THR-FT | 22 | 1 Year - EICT Megger testing of RAS pump motor and VFD inspection.(as per Activity list) | Pumps, Return Activated Sludge, South | THR-FT-RAS-P-S | 3000000 | THR-FT-P-2522 | 1A661A421A45 Megger testing of RAS pump motor and VFD inspectionfor
THR-FT | 22 | 1 Year - EICT Megger testing of RAS pump motor and VFD inspection.(as per Activity list) | Pumps, Return Activated Sludge, South | THR-FT-RAS-P-S | 5000000 | THR-FT-P-2524 | 1A661A421A45 Megger testing of RAS pump motor and VFD inspectionfor
THR-FT | 22 | 1 Year - EICT Megger testing of RAS pump motor and VFD inspection.(as per Activity list) | Pumps, Return Activated Sludge, South | THR-FT-RAS-P-S | 6000000 | THR-FT-P-4401 | 1A661A421A45 Megger testing of RAS pump motor and VFD inspectionfor
THR-FT | 22 | 1 Year - EICT Megger testing of RAS pump motor and VFD inspection.(as per Activity list) | Pumps, Return Activated Sludge, South | THR-FT-RAS-P-S | 7000000 | THR-FT-P-4402 | 1A661A421A45 Megger testing of RAS pump motor and VFD inspectionfor
THR-FT | 22 | 1 Year - EICT Megger testing of RAS pump motor and VFD inspection.(as per Activity list) | Pumps, Return Activated Sludge, South | THR-FT-RAS-P-S | 1000000 | THR-FT-P-2520 | 1A661A421A45 Megger testing of RAS pump motor and VFD inspectionfor
THR-FT | 22 | 1 Year - EICT Megger testing of RAS pump motor and VFD inspection.(as per Activity list) | Pumps, Return Activated Sludge, South | THR-FT-RAS-P-S | 9000000 | THR-FT-P-4404 | 1A661A421A45 Megger testing of RAS pump motor and VFD inspectionfor
THR-FT | 22 | 1 Year - EICT Megger testing of RAS pump motor and VFD inspection.(as per Activity list) | Pumps, Return Activated Sludge, South | THR-FT-RAS-P-S | 2000000 | THR-FT-P-2521 | 1A661A421A45 Megger testing of RAS pump motor and VFD inspectionfor
THR-FT | 22 | 1 Year - EICT Megger testing of RAS pump motor and VFD inspection.(as per Activity list) | Pumps, Return Activated Sludge, South | THR-FT-RAS-P-S | 4000000 | THR-FT-P-2523 | 1A661A421A45 Megger testing of RAS pump motor and VFD inspectionfor
THR-FT | 22 | 1 Year - EICT Megger testing of RAS pump motor and VFD inspection.(as per Activity list) | Pumps, Return Activated Sludge, South | THR-FT-RAS-P-S | 8000000 | THR-FT-P-4403 | 1A661A421A45 Megger testing of RAS pump motor and VFD inspectionfor
THR-FT | 22 | 1 Year - EICT Megger testing of RAS pump motor and VFD inspection.(as per Activity list) | Pumps, Return Activated Sludge, South | THR-FT-RAS-P-S | 10000000 | THR-FT-P-4405 | 1A661A421A45 Megger testing of RAS pump motor and VFD inspectionfor
THR-FT | 23 | 1 Year - EICT Megger testing of WAS pump motor(AS PER LIST OF ACTIVITIES) | Final Tank, Waste Activated Sludge Pumping-North | THR-FT-WAS-P-N | 3000000 | THR-FT-P-4140 | Megger testing of WAS pump motor as per for
THR-FT | 23 | 1 Year - EICT Megger testing of WAS pump motor(AS PER LIST OF ACTIVITIES) | Final Tank, Waste Activated Sludge Pumping-North | THR-FT-WAS-P-N | 1000000 | THR-FT-P-4130 | Megger testing of WAS pump motor as per for
THR-FT | 23 | 1 Year - EICT Megger testing of WAS pump motor(AS PER LIST OF ACTIVITIES) | Final Tank, Waste Activated Sludge Pumping-North | THR-FT-WAS-P-N | 4000000 | THR-FT-P-4141 | Megger testing of WAS pump motor as per for
THR-FT | 23 | 1 Year - EICT Megger testing of WAS pump motor(AS PER LIST OF ACTIVITIES) | Final Tank, Waste Activated Sludge Pumping-North | THR-FT-WAS-P-N | 2000000 | THR-FT-P-4131 | Megger testing of WAS pump motor as per for
THR-FT | 23 | 1 Year - EICT Megger testing of WAS pump motor(AS PER LIST OF ACTIVITIES) | Final Tank, Waste Activated Sludge Pumping-North | THR-FT-WAS-P-N | 6000000 | THR-FT-P-4151 | Megger testing of WAS pump motor as per for
THR-FT | 23 | 1 Year - EICT Megger testing of WAS pump motor(AS PER LIST OF ACTIVITIES) | Final Tank, Waste Activated Sludge Pumping-North | THR-FT-WAS-P-N | 5000000 | THR-FT-P-4150 | Megger testing of WAS pump motor as per for
THR-FT | 23 | 1 Year - EICT Megger testing of WAS pump motor(AS PER LIST OF ACTIVITIES) | Final Tank, Waste Activated Sludge Pumping-North | THR-FT-WAS-P-N | 7000000 | THR-FT-P-4501 | Megger testing of WAS pump motor as per for
THR-FT | 23 | 1 Year - EICT Megger testing of WAS pump motor(AS PER LIST OF ACTIVITIES) | Final Tank, Waste Activated Sludge Pumping-North | THR-FT-WAS-P-N | 8000000 | THR-FT-P-4502 | Megger testing of WAS pump motor as per for
THR-FT | 23 | 1 Year - EICT Megger testing of WAS pump motor(AS PER LIST OF ACTIVITIES) | Final Tank, Waste Activated Sludge Pumping-South | THR-FT-WAS-P-S | 2000000 | THR-FT-P-4126 | Megger testing of WAS pump motor as per for
THR-FT | 23 | 1 Year - EICT Megger testing of WAS pump motor(AS PER LIST OF ACTIVITIES) | Final Tank, Waste Activated Sludge Pumping-South | THR-FT-WAS-P-S | 1000000 | THR-FT-P-4125 | Megger testing of WAS pump motor as per for
THR-FT | 24 | Yearly - EICT Calibration check of WAS/Scum pump pressure indicating transmitter(AS PER LIST OF ACTIVITIES) | Pump, Rotary Vane, Scum Tanks, Scum Pumping, Final Tanks | THR-FT-P-SCP | 4000000 | THR-FT-PIT-3041 | Calibration check of Scum pump pressure indicating transmitter as per as applicable for
THR-FT | 24 | Yearly - EICT Calibration check of WAS/Scum pump pressure indicating transmitter(AS PER LIST OF ACTIVITIES) | Pump, Rotary Vane, Scum Tanks, Scum Pumping, Final Tanks | THR-FT-P-SCP | 1000000 | THR-FT-PIT-3020 | Calibration check of Scum pump pressure indicating transmitter as per as applicable for
THR-FT | 24 | Yearly - EICT Calibration check of WAS/Scum pump pressure indicating transmitter(AS PER LIST OF ACTIVITIES) | Pump, Rotary Vane, Scum Tanks, Scum Pumping, Final Tanks | THR-FT-P-SCP | 2000000 | THR-FT-PIT-3021 | Calibration check of Scum pump pressure indicating transmitter as per as applicable for
THR-FT | 24 | Yearly - EICT Calibration check of WAS/Scum pump pressure indicating transmitter(AS PER LIST OF ACTIVITIES) | Pump, Rotary Vane, Scum Tanks, Scum Pumping, Final Tanks | THR-FT-P-SCP | 3000000 | THR-FT-PIT-3040 | Calibration check of Scum pump pressure indicating transmitter as per as applicable for
THR-FT | 24 | Yearly - EICT Calibration check of WAS/Scum pump pressure indicating transmitter(AS PER LIST OF ACTIVITIES) | Pump, Rotary Vane, Scum Tanks, Scum Pumping, Final Tanks | THR-FT-P-SCP | 5000000 | THR-FT-PIT-3120 | Calibration check of Scum pump pressure indicating transmitter as per as applicable for
THR-FT | 24 | Yearly - EICT Calibration check of WAS/Scum pump pressure indicating transmitter(AS PER LIST OF ACTIVITIES) | Pump, Rotary Vane, Scum Tanks, Scum Pumping, Final Tanks | THR-FT-P-SCP | 6000000 | THR-FT-PIT-3121 | Calibration check of Scum pump pressure indicating transmitter as per as applicable for
THR-FT | 24 | Yearly - EICT Calibration check of WAS/Scum pump pressure indicating transmitter(AS PER LIST OF ACTIVITIES) | Pump, Rotary Vane, Scum Tanks, Scum Pumping, Final Tanks | THR-FT-P-SCP | 7000000 | THR-FT-PIT-3140 | Calibration check of Scum pump pressure indicating transmitter as per as applicable for
THR-FT | 24 | Yearly - EICT Calibration check of WAS/Scum pump pressure indicating transmitter(AS PER LIST OF ACTIVITIES) | Pump, Rotary Vane, Scum Tanks, Scum Pumping, Final Tanks | THR-FT-P-SCP | 8000000 | THR-FT-PIT-3141 | Calibration check of Scum pump pressure indicating transmitter as per as applicable for
THR-FT | 24 | Yearly - EICT Calibration check of WAS/Scum pump pressure indicating transmitter(AS PER LIST OF ACTIVITIES) | Pump, Rotary Vane, Scum Tanks, Scum Pumping, Final Tanks | THR-FT-P-SCP | 9000000 | THR-FT-PIT-3220 | Calibration check of Scum pump pressure indicating transmitter as per as applicable for
THR-FT | 24 | Yearly - EICT Calibration check of WAS/Scum pump pressure indicating transmitter(AS PER LIST OF ACTIVITIES) | Pump, Rotary Vane, Scum Tanks, Scum Pumping, Final Tanks | THR-FT-P-SCP | 10000000 | THR-FT-PIT-3221 | Calibration check of Scum pump pressure indicating transmitter as per as applicable for
THR-FT | 24 | Yearly - EICT Calibration check of WAS/Scum pump pressure indicating transmitter(AS PER LIST OF ACTIVITIES) | Pump, Rotary Vane, Scum Tanks, Scum Pumping, Final Tanks | THR-FT-P-SCP | 11000000 | THR-FT-PIT-3240 | Calibration check of Scum pump pressure indicating transmitter as per as applicable for
THR-FT | 24 | Yearly - EICT Calibration check of WAS/Scum pump pressure indicating transmitter(AS PER LIST OF ACTIVITIES) | Pump, Rotary Vane, Scum Tanks, Scum Pumping, Final Tanks | THR-FT-P-SCP | 12000000 | THR-FT-PIT-3241 | Calibration check of Scum pump pressure indicating transmitter as per as applicable for
THR-FT | 24 | Yearly - EICT Calibration check of WAS/Scum pump pressure indicating transmitter(AS PER LIST OF ACTIVITIES) | Pump, Rotary Vane, Scum Tanks, Scum Pumping, Final Tanks | THR-FT-P-SCP | 13000000 | THR-FT-P-3260 | Calibration check of Scum pump pressure indicating transmitter as per as applicable for
THR-FT | 24 | Yearly - EICT Calibration check of WAS/Scum pump pressure indicating transmitter(AS PER LIST OF ACTIVITIES) | Pump, Rotary Vane, Scum Tanks, Scum Pumping, Final Tanks | THR-FT-P-SCP | 14000000 | THR-FT-PIT-3261 | Calibration check of Scum pump pressure indicating transmitter as per as applicable for
THR-FT | 24 | Yearly - EICT Calibration check of WAS/Scum pump pressure indicating transmitter(AS PER LIST OF ACTIVITIES) | Transmitter, Pressure, WAS Pump Discharge, North, Secondary Treatment, WAS Pumping | THR-FT-WAS-PIT-N | 2000000 | THR-FT-PIT-4214 | Calibration check of WAS pump pressure indicating transmitter as per for
THR-FT | 24 | Yearly - EICT Calibration check of WAS/Scum pump pressure indicating transmitter(AS PER LIST OF ACTIVITIES) | Transmitter, Pressure, WAS Pump Discharge, North, Secondary Treatment, WAS Pumping | THR-FT-WAS-PIT-N | 5000000 | THR-FT-PIT-4220 | Calibration check of WAS pump pressure indicating transmitter as per for
THR-FT | 24 | Yearly - EICT Calibration check of WAS/Scum pump pressure indicating transmitter(AS PER LIST OF ACTIVITIES) | Transmitter, Pressure, WAS Pump Discharge, North, Secondary Treatment, WAS Pumping | THR-FT-WAS-PIT-N | 6000000 | THR-FT-PIT-4221 | Calibration check of WAS pump pressure indicating transmitter as per for
THR-FT | 24 | Yearly - EICT Calibration check of WAS/Scum pump pressure indicating transmitter(AS PER LIST OF ACTIVITIES) | Transmitter, Pressure, WAS Pump Discharge, North, Secondary Treatment, WAS Pumping | THR-FT-WAS-PIT-N | 7000000 | THR-FT-PIT-4266 | Calibration check of WAS pump pressure indicating transmitter as per for
THR-FT | 24 | Yearly - EICT Calibration check of WAS/Scum pump pressure indicating transmitter(AS PER LIST OF ACTIVITIES) | Transmitter, Pressure, WAS Pump Discharge, North, Secondary Treatment, WAS Pumping | THR-FT-WAS-PIT-N | 1000000 | THR-FT-PIT-4213 | Calibration check of WAS pump pressure indicating transmitter as per for
THR-FT | 24 | Yearly - EICT Calibration check of WAS/Scum pump pressure indicating transmitter(AS PER LIST OF ACTIVITIES) | Transmitter, Pressure, WAS Pump Discharge, North, Secondary Treatment, WAS Pumping | THR-FT-WAS-PIT-N | 3000000 | THR-FT-PIT-4218 | Calibration check of WAS pump pressure indicating transmitter as per for
THR-FT | 24 | Yearly - EICT Calibration check of WAS/Scum pump pressure indicating transmitter(AS PER LIST OF ACTIVITIES) | Transmitter, Pressure, WAS Pump Discharge, North, Secondary Treatment, WAS Pumping | THR-FT-WAS-PIT-N | 4000000 | THR-FT-PIT-4219 | Calibration check of WAS pump pressure indicating transmitter as per for
THR-FT | 24 | Yearly - EICT Calibration check of WAS/Scum pump pressure indicating transmitter(AS PER LIST OF ACTIVITIES) | Transmitter, Pressure, WAS Pump Discharge, South, Secondary Treatment, WAS Pumping | THR-FT-WAS-PIT-S | 2000000 | THR-FT-PIT-4216 | Calibration check of Scum pump pressure indicating transmitter as per as applicable for
THR-FT | 24 | Yearly - EICT Calibration check of WAS/Scum pump pressure indicating transmitter(AS PER LIST OF ACTIVITIES) | Transmitter, Pressure, WAS Pump Discharge, South, Secondary Treatment, WAS Pumping | THR-FT-WAS-PIT-S | 3000000 | THR-FT-PIT-4217 | Calibration check of Scum pump pressure indicating transmitter as per as applicable for
THR-FT | 24 | Yearly - EICT Calibration check of WAS/Scum pump pressure indicating transmitter(AS PER LIST OF ACTIVITIES) | Transmitter, Pressure, WAS Pump Discharge, South, Secondary Treatment, WAS Pumping | THR-FT-WAS-PIT-S | 4000000 | THR-FT-PIT-4510 | Calibration check of Scum pump pressure indicating transmitter as per as applicable for
THR-FT | 24 | Yearly - EICT Calibration check of WAS/Scum pump pressure indicating transmitter(AS PER LIST OF ACTIVITIES) | Transmitter, Pressure, WAS Pump Discharge, South, Secondary Treatment, WAS Pumping | THR-FT-WAS-PIT-S | 6000000 | THR-FT-PIT-4520 | Calibration check of Scum pump pressure indicating transmitter as per as applicable for
THR-FT | 24 | Yearly - EICT Calibration check of WAS/Scum pump pressure indicating transmitter(AS PER LIST OF ACTIVITIES) | Transmitter, Pressure, WAS Pump Discharge, South, Secondary Treatment, WAS Pumping | THR-FT-WAS-PIT-S | 7000000 | THR-FT-PIT-4529 | Calibration check of Scum pump pressure indicating transmitter as per as applicable for
THR-FT | 24 | Yearly - EICT Calibration check of WAS/Scum pump pressure indicating transmitter(AS PER LIST OF ACTIVITIES) | Transmitter, Pressure, WAS Pump Discharge, South, Secondary Treatment, WAS Pumping | THR-FT-WAS-PIT-S | 8000000 | THR-FT-PIT-4530 | Calibration check of Scum pump pressure indicating transmitter as per as applicable for
THR-FT | 24 | Yearly - EICT Calibration check of WAS/Scum pump pressure indicating transmitter(AS PER LIST OF ACTIVITIES) | Transmitter, Pressure, WAS Pump Discharge, South, Secondary Treatment, WAS Pumping | THR-FT-WAS-PIT-S | 9000000 | THR-FT-PIT-4539 | Calibration check of Scum pump pressure indicating transmitter as per as applicable for
THR-FT | 24 | Yearly - EICT Calibration check of WAS/Scum pump pressure indicating transmitter(AS PER LIST OF ACTIVITIES) | Transmitter, Pressure, WAS Pump Discharge, South, Secondary Treatment, WAS Pumping | THR-FT-WAS-PIT-S | 10000000 | THR-FT-PIT-4540 | Calibration check of Scum pump pressure indicating transmitter as per as applicable for
THR-FT | 24 | Yearly - EICT Calibration check of WAS/Scum pump pressure indicating transmitter(AS PER LIST OF ACTIVITIES) | Transmitter, Pressure, WAS Pump Discharge, South, Secondary Treatment, WAS Pumping | THR-FT-WAS-PIT-S | 1000000 | THR-FT-PIT-4215 | Calibration check of Scum pump pressure indicating transmitter as per as applicable for
THR-FT | 24 | Yearly - EICT Calibration check of WAS/Scum pump pressure indicating transmitter(AS PER LIST OF ACTIVITIES) | Transmitter, Pressure, WAS Pump Discharge, South, Secondary Treatment, WAS Pumping | THR-FT-WAS-PIT-S | 5000000 | THR-FT-PIT-4519 | Calibration check of Scum pump pressure indicating transmitter as per as applicable for
THR-FT | 24 | Yearly - EICT Calibration check of WAS/Scum pump pressure indicating transmitter(AS PER LIST OF ACTIVITIES) | Transmitter, Pressure, WAS Pump Discharge, South, Secondary Treatment, WAS Pumping | THR-FT-WAS-PIT-S | 11000000 | THR-FT-PIT-4549 | Calibration check of Scum pump pressure indicating transmitter as per as applicable for
THR-FT | 25 | 3 Years - IMM Visual inspection of North RAS pump valves packing gland | Pumps, Return Activated Sludge, North | THR-FT-RAS-P-N | 2000000 | THR-FT-V-2320B | Visual inspection of valve packing gland for leak
THR-FT | 25 | 3 Years - IMM Visual inspection of North RAS pump valves packing gland | Pumps, Return Activated Sludge, North | THR-FT-RAS-P-N | 1000000 | THR-FT-V-2320A | Visual inspection of valve packing gland for leak
THR-FT | 25 | 3 Years - IMM Visual inspection of North RAS pump valves packing gland | Pumps, Return Activated Sludge, North | THR-FT-RAS-P-N | 4000000 | THR-FT-V-2321A | Visual inspection of valve packing gland for leak
THR-FT | 25 | 3 Years - IMM Visual inspection of North RAS pump valves packing gland | Pumps, Return Activated Sludge, North | THR-FT-RAS-P-N | 3000000 | THR-FT-V-2320D | Visual inspection of valve packing gland for leak
THR-FT | 25 | 3 Years - IMM Visual inspection of North RAS pump valves packing gland | Pumps, Return Activated Sludge, North | THR-FT-RAS-P-N | 5000000 | THR-FT-V-2321B | Visual inspection of valve packing gland for leak
THR-FT | 25 | 3 Years - IMM Visual inspection of North RAS pump valves packing gland | Pumps, Return Activated Sludge, North | THR-FT-RAS-P-N | 8000000 | THR-FT-V-2322B | Visual inspection of valve packing gland for leak
THR-FT | 25 | 3 Years - IMM Visual inspection of North RAS pump valves packing gland | Pumps, Return Activated Sludge, North | THR-FT-RAS-P-N | 6000000 | THR-FT-V-2321D | Visual inspection of valve packing gland for leak
THR-FT | 25 | 3 Years - IMM Visual inspection of North RAS pump valves packing gland | Pumps, Return Activated Sludge, North | THR-FT-RAS-P-N | 10000000 | THR-FT-V-2323A | Visual inspection of valve packing gland for leak
THR-FT | 25 | 3 Years - IMM Visual inspection of North RAS pump valves packing gland | Pumps, Return Activated Sludge, North | THR-FT-RAS-P-N | 7000000 | THR-FT-V-2322A | Visual inspection of valve packing gland for leak
THR-FT | 25 | 3 Years - IMM Visual inspection of North RAS pump valves packing gland | Pumps, Return Activated Sludge, North | THR-FT-RAS-P-N | 11000000 | THR-FT-V-2323B | Visual inspection of valve packing gland for leak
THR-FT | 25 | 3 Years - IMM Visual inspection of North RAS pump valves packing gland | Pumps, Return Activated Sludge, North | THR-FT-RAS-P-N | 9000000 | THR-FT-V-2322D | Visual inspection of valve packing gland for leak
THR-FT | 25 | 3 Years - IMM Visual inspection of North RAS pump valves packing gland | Pumps, Return Activated Sludge, North | THR-FT-RAS-P-N | 14000000 | THR-FT-V-2324B | Visual inspection of valve packing gland for leak
THR-FT | 25 | 3 Years - IMM Visual inspection of North RAS pump valves packing gland | Pumps, Return Activated Sludge, North | THR-FT-RAS-P-N | 12000000 | THR-FT-V-2323D | Visual inspection of valve packing gland for leak
THR-FT | 25 | 3 Years - IMM Visual inspection of North RAS pump valves packing gland | Pumps, Return Activated Sludge, North | THR-FT-RAS-P-N | 18000000 | THR-FT-V-2620D | Visual inspection of valve packing gland for leak
THR-FT | 25 | 3 Years - IMM Visual inspection of North RAS pump valves packing gland | Pumps, Return Activated Sludge, North | THR-FT-RAS-P-N | 13000000 | THR-FT-V-2324A | Visual inspection of valve packing gland for leak
THR-FT | 25 | 3 Years - IMM Visual inspection of North RAS pump valves packing gland | Pumps, Return Activated Sludge, North | THR-FT-RAS-P-N | 20000000 | THR-FT-V-2621B | Visual inspection of valve packing gland for leak
THR-FT | 25 | 3 Years - IMM Visual inspection of North RAS pump valves packing gland | Pumps, Return Activated Sludge, North | THR-FT-RAS-P-N | 15000000 | THR-FT-V-2324D | Visual inspection of valve packing gland for leak
THR-FT | 25 | 3 Years - IMM Visual inspection of North RAS pump valves packing gland | Pumps, Return Activated Sludge, North | THR-FT-RAS-P-N | 23000000 | THR-FT-V-2622B | Visual inspection of valve packing gland for leak
THR-FT | 25 | 3 Years - IMM Visual inspection of North RAS pump valves packing gland | Pumps, Return Activated Sludge, North | THR-FT-RAS-P-N | 16000000 | THR-FT-V-2620A | Visual inspection of valve packing gland for leak
THR-FT | 25 | 3 Years - IMM Visual inspection of North RAS pump valves packing gland | Pumps, Return Activated Sludge, North | THR-FT-RAS-P-N | 24000000 | THR-FT-V-2622D | Visual inspection of valve packing gland for leak
THR-FT | 25 | 3 Years - IMM Visual inspection of North RAS pump valves packing gland | Pumps, Return Activated Sludge, North | THR-FT-RAS-P-N | 17000000 | THR-FT-V-2620B | Visual inspection of valve packing gland for leak
THR-FT | 25 | 3 Years - IMM Visual inspection of North RAS pump valves packing gland | Pumps, Return Activated Sludge, North | THR-FT-RAS-P-N | 26000000 | THR-FT-V-2623B | Visual inspection of valve packing gland for leak
THR-FT | 25 | 3 Years - IMM Visual inspection of North RAS pump valves packing gland | Pumps, Return Activated Sludge, North | THR-FT-RAS-P-N | 19000000 | THR-FT-V-2621A | Visual inspection of valve packing gland for leak
THR-FT | 25 | 3 Years - IMM Visual inspection of North RAS pump valves packing gland | Pumps, Return Activated Sludge, North | THR-FT-RAS-P-N | 27000000 | THR-FT-V-2623D | Visual inspection of valve packing gland for leak
THR-FT | 25 | 3 Years - IMM Visual inspection of North RAS pump valves packing gland | Pumps, Return Activated Sludge, North | THR-FT-RAS-P-N | 21000000 | THR-FT-V-2621D | Visual inspection of valve packing gland for leak
THR-FT | 25 | 3 Years - IMM Visual inspection of North RAS pump valves packing gland | Pumps, Return Activated Sludge, North | THR-FT-RAS-P-N | 30000000 | THR-FT-V-2624D | Visual inspection of valve packing gland for leak
THR-FT | 25 | 3 Years - IMM Visual inspection of North RAS pump valves packing gland | Pumps, Return Activated Sludge, North | THR-FT-RAS-P-N | 22000000 | THR-FT-V-2622A | Visual inspection of valve packing gland for leak
THR-FT | 25 | 3 Years - IMM Visual inspection of North RAS pump valves packing gland | Pumps, Return Activated Sludge, North | THR-FT-RAS-P-N | 31000000 | THR-FT-V-2630 | Visual inspection of valve packing gland for leak
THR-FT | 25 | 3 Years - IMM Visual inspection of North RAS pump valves packing gland | Pumps, Return Activated Sludge, North | THR-FT-RAS-P-N | 25000000 | THR-FT-V-2623A | Visual inspection of valve packing gland for leak
THR-FT | 25 | 3 Years - IMM Visual inspection of North RAS pump valves packing gland | Pumps, Return Activated Sludge, North | THR-FT-RAS-P-N | 32000000 | THR-FT-V-2720A | Visual inspection of valve packing gland for leak
THR-FT | 25 | 3 Years - IMM Visual inspection of North RAS pump valves packing gland | Pumps, Return Activated Sludge, North | THR-FT-RAS-P-N | 28000000 | THR-FT-V-2624A | Visual inspection of valve packing gland for leak
THR-FT | 25 | 3 Years - IMM Visual inspection of North RAS pump valves packing gland | Pumps, Return Activated Sludge, North | THR-FT-RAS-P-N | 33000000 | THR-FT-V-2720B | Visual inspection of valve packing gland for leak
THR-FT | 25 | 3 Years - IMM Visual inspection of North RAS pump valves packing gland | Pumps, Return Activated Sludge, North | THR-FT-RAS-P-N | 29000000 | THR-FT-V-2624B | Visual inspection of valve packing gland for leak
THR-FT | 25 | 3 Years - IMM Visual inspection of North RAS pump valves packing gland | Pumps, Return Activated Sludge, North | THR-FT-RAS-P-N | 37000000 | THR-FT-V-2721D | Visual inspection of valve packing gland for leak
THR-FT | 25 | 3 Years - IMM Visual inspection of North RAS pump valves packing gland | Pumps, Return Activated Sludge, North | THR-FT-RAS-P-N | 34000000 | THR-FT-V-2720D | Visual inspection of valve packing gland for leak
THR-FT | 25 | 3 Years - IMM Visual inspection of North RAS pump valves packing gland | Pumps, Return Activated Sludge, North | THR-FT-RAS-P-N | 39000000 | THR-FT-V-2722B | Visual inspection of valve packing gland for leak
THR-FT | 25 | 3 Years - IMM Visual inspection of North RAS pump valves packing gland | Pumps, Return Activated Sludge, North | THR-FT-RAS-P-N | 35000000 | THR-FT-V-2721A | Visual inspection of valve packing gland for leak
THR-FT | 25 | 3 Years - IMM Visual inspection of North RAS pump valves packing gland | Pumps, Return Activated Sludge, North | THR-FT-RAS-P-N | 40000000 | THR-FT-V-2722D | Visual inspection of valve packing gland for leak
THR-FT | 25 | 3 Years - IMM Visual inspection of North RAS pump valves packing gland | Pumps, Return Activated Sludge, North | THR-FT-RAS-P-N | 36000000 | THR-FT-V-2721B | Visual inspection of valve packing gland for leak
THR-FT | 25 | 3 Years - IMM Visual inspection of North RAS pump valves packing gland | Pumps, Return Activated Sludge, North | THR-FT-RAS-P-N | 41000000 | THR-FT-V-2723A | Visual inspection of valve packing gland for leak
THR-FT | 25 | 3 Years - IMM Visual inspection of North RAS pump valves packing gland | Pumps, Return Activated Sludge, North | THR-FT-RAS-P-N | 38000000 | THR-FT-V-2722A | Visual inspection of valve packing gland for leak
THR-FT | 25 | 3 Years - IMM Visual inspection of North RAS pump valves packing gland | Pumps, Return Activated Sludge, North | THR-FT-RAS-P-N | 44000000 | THR-FT-V-2724A | Visual inspection of valve packing gland for leak
THR-FT | 25 | 3 Years - IMM Visual inspection of North RAS pump valves packing gland | Pumps, Return Activated Sludge, North | THR-FT-RAS-P-N | 42000000 | THR-FT-V-2723B | Visual inspection of valve packing gland for leak
THR-FT | 25 | 3 Years - IMM Visual inspection of North RAS pump valves packing gland | Pumps, Return Activated Sludge, North | THR-FT-RAS-P-N | 45000000 | THR-FT-V-2724B | Visual inspection of valve packing gland for leak
THR-FT | 25 | 3 Years - IMM Visual inspection of North RAS pump valves packing gland | Pumps, Return Activated Sludge, North | THR-FT-RAS-P-N | 43000000 | THR-FT-V-2723D | Visual inspection of valve packing gland for leak
THR-FT | 25 | 3 Years - IMM Visual inspection of North RAS pump valves packing gland | Pumps, Return Activated Sludge, North | THR-FT-RAS-P-N | 46000000 | THR-FT-V-2724D | Visual inspection of valve packing gland for leak
THR-FT | 28 | Yearly - EICT Final tank sluice gate actuator RAM battery replacement | Gates, Sluice, Actuator, Secondary Treatment, Secondary Clarification - North | THR-FT-G-N | 1000000 | THR-FT-G-1131 | Final tank sluice gate actuator RAM battery replacement
THR-FT | 28 | Yearly - EICT Final tank sluice gate actuator RAM battery replacement | Gates, Sluice, Actuator, Secondary Treatment, Secondary Clarification - North | THR-FT-G-N | 2000000 | THR-FT-G-1141 | Final tank sluice gate actuator RAM battery replacement
THR-FT | 28 | Yearly - EICT Final tank sluice gate actuator RAM battery replacement | Gates, Sluice, Actuator, Secondary Treatment, Secondary Clarification - North | THR-FT-G-N | 7000000 | THR-FT-G-1201 | Final tank sluice gate actuator RAM battery replacement
THR-FT | 28 | Yearly - EICT Final tank sluice gate actuator RAM battery replacement | Gates, Sluice, Actuator, Secondary Treatment, Secondary Clarification - North | THR-FT-G-N | 3000000 | THR-FT-G-1151 | Final tank sluice gate actuator RAM battery replacement
THR-FT | 28 | Yearly - EICT Final tank sluice gate actuator RAM battery replacement | Gates, Sluice, Actuator, Secondary Treatment, Secondary Clarification - North | THR-FT-G-N | 4000000 | THR-FT-G-1161 | Final tank sluice gate actuator RAM battery replacement
THR-FT | 28 | Yearly - EICT Final tank sluice gate actuator RAM battery replacement | Gates, Sluice, Actuator, Secondary Treatment, Secondary Clarification - North | THR-FT-G-N | 5000000 | THR-FT-G-1171 | Final tank sluice gate actuator RAM battery replacement
THR-FT | 28 | Yearly - EICT Final tank sluice gate actuator RAM battery replacement | Gates, Sluice, Actuator, Secondary Treatment, Secondary Clarification - North | THR-FT-G-N | 6000000 | THR-FT-G-1191 | Final tank sluice gate actuator RAM battery replacement
THR-FT | 30 | 6 Months - IMM Scum tank cleaning and scum trough flushing (as per Activity list) | Final Tank, Scum Tanks | THR-FT-T-SCUM | 2000000 | THR-FT-T-3030 | Scum tank cleaning and scum trough flushing for
THR-FT | 30 | 6 Months - IMM Scum tank cleaning and scum trough flushing (as per Activity list) | Final Tank, Scum Tanks | THR-FT-T-SCUM | 1000000 | THR-FT-T-3000 | Scum tank cleaning and scum trough flushing for
THR-FT | 30 | 6 Months - IMM Scum tank cleaning and scum trough flushing (as per Activity list) | Final Tank, Scum Tanks | THR-FT-T-SCUM | 6000000 | THR-FT-T-3230 | Scum tank cleaning and scum trough flushing for
THR-FT | 30 | 6 Months - IMM Scum tank cleaning and scum trough flushing (as per Activity list) | Final Tank, Scum Tanks | THR-FT-T-SCUM | 3000000 | THR-FT-T-3100 | Scum tank cleaning and scum trough flushing for
THR-FT | 30 | 6 Months - IMM Scum tank cleaning and scum trough flushing (as per Activity list) | Final Tank, Scum Tanks | THR-FT-T-SCUM | 8000000 | THR-FT-T-3400 | Scum tank cleaning and scum trough flushing for
THR-FT | 30 | 6 Months - IMM Scum tank cleaning and scum trough flushing (as per Activity list) | Final Tank, Scum Tanks | THR-FT-T-SCUM | 4000000 | THR-FT-T-3130 | Scum tank cleaning and scum trough flushing for
THR-FT | 30 | 6 Months - IMM Scum tank cleaning and scum trough flushing (as per Activity list) | Final Tank, Scum Tanks | THR-FT-T-SCUM | 5000000 | THR-FT-T-3200 | Scum tank cleaning and scum trough flushing for
THR-FT | 30 | 6 Months - IMM Scum tank cleaning and scum trough flushing (as per Activity list) | Final Tank, Scum Tanks | THR-FT-T-SCUM | 7000000 | THR-FT-T-3300 | Scum tank cleaning and scum trough flushing for
THR-FT | 30 | 6 Months - IMM Scum tank cleaning and scum trough flushing (as per Activity list) | Final Tank, Scum Tanks | THR-FT-T-SCUM | 9000000 | THR-FT-T-3500 | Scum tank cleaning and scum trough flushing for
THR-FT | 30 | 6 Months - IMM Scum tank cleaning and scum trough flushing (as per Activity list) | Final Tank, Scum Tanks | THR-FT-T-SCUM | 10000000 | THR-FT-T-3600 | Scum tank cleaning and scum trough flushing for
THR-FT | 30 | 6 Months - IMM Scum tank cleaning and scum trough flushing (as per Activity list) | Final Tank, Scum Tanks | THR-FT-T-SCUM | 11000000 | THR-FT-T-3700 | Scum tank cleaning and scum trough flushing for
THR-FT | 30 | 6 Months - IMM Scum tank cleaning and scum trough flushing (as per Activity list) | Final Tank, Scum Tanks | THR-FT-T-SCUM | 12000000 | THR-FT-T-3250 | Scum tank cleaning and scum trough flushing for
THR-FT | 31 | 6 Months - IMM Inspection of Sump and Final Sedimentation tank drainage pumps (AS PER LIST OF ACTIVITIES) | Final Tank, Drainage, Sump Pumps, Group1 | THR-FT-DRN-GP1 | 1000000 | THR-FT-P-3505 | THR DrainageSump Pump iInspection and lubrication forTHR
THR-FT | 31 | 6 Months - IMM Inspection of Sump and Final Sedimentation tank drainage pumps (AS PER LIST OF ACTIVITIES) | Final Tank, Drainage, Sump Pumps, Group1 | THR-FT-DRN-GP1 | 4000000 | THR-FT-P-5711 | THR DrainageSump Pump iInspection and lubrication forTHR
THR-FT | 31 | 6 Months - IMM Inspection of Sump and Final Sedimentation tank drainage pumps (AS PER LIST OF ACTIVITIES) | Final Tank, Drainage, Sump Pumps, Group1 | THR-FT-DRN-GP1 | 2000000 | THR-FT-P-3506 | THR DrainageSump Pump iInspection and lubrication forTHR
THR-FT | 31 | 6 Months - IMM Inspection of Sump and Final Sedimentation tank drainage pumps (AS PER LIST OF ACTIVITIES) | Final Tank, Drainage, Sump Pumps, Group1 | THR-FT-DRN-GP1 | 5000000 | THR-FT-P-5712 | THR DrainageSump Pump iInspection and lubrication forTHR
THR-FT | 31 | 6 Months - IMM Inspection of Sump and Final Sedimentation tank drainage pumps (AS PER LIST OF ACTIVITIES) | Final Tank, Drainage, Sump Pumps, Group1 | THR-FT-DRN-GP1 | 3000000 | THR-FT-P-3618 | THR DrainageSump Pump iInspection and lubrication forTHR
THR-FT | 31 | 6 Months - IMM Inspection of Sump and Final Sedimentation tank drainage pumps (AS PER LIST OF ACTIVITIES) | Final Tank, Drainage, Sump Pumps, Group1 | THR-FT-DRN-GP1 | 6000000 | THR-FT-P-0548 | THR DrainageSump Pump iInspection and lubrication forTHR
THR-FT | 31 | 6 Months - IMM Inspection of Sump and Final Sedimentation tank drainage pumps (AS PER LIST OF ACTIVITIES) | Final Tank, Drainage, Sump Pumps, Group1 | THR-FT-DRN-GP1 | 9000000 | THR-FT-P-4890 | THR DrainageSump Pump iInspection and lubrication forTHR
THR-FT | 31 | 6 Months - IMM Inspection of Sump and Final Sedimentation tank drainage pumps (AS PER LIST OF ACTIVITIES) | Final Tank, Drainage, Sump Pumps, Group1 | THR-FT-DRN-GP1 | 7000000 | THR-FT-P-3502 | THR DrainageSump Pump iInspection and lubrication forTHR
THR-FT | 31 | 6 Months - IMM Inspection of Sump and Final Sedimentation tank drainage pumps (AS PER LIST OF ACTIVITIES) | Final Tank, Drainage, Sump Pumps, Group1 | THR-FT-DRN-GP1 | 10000000 | THR-FT-P-4891 | THR DrainageSump Pump iInspection and lubrication forTHR
THR-FT | 31 | 6 Months - IMM Inspection of Sump and Final Sedimentation tank drainage pumps (AS PER LIST OF ACTIVITIES) | Final Tank, Drainage, Sump Pumps, Group1 | THR-FT-DRN-GP1 | 8000000 | THR-FT-P-6322 | THR DrainageSump Pump iInspection and lubrication forTHR
THR-FT | 31 | 6 Months - IMM Inspection of Sump and Final Sedimentation tank drainage pumps (AS PER LIST OF ACTIVITIES) | Final Tank, Drainage, Sump Pumps, Group1 | THR-FT-DRN-GP1 | 11000000 | THR-FT-P-6318A | THR DrainageSump Pump iInspection and lubrication forTHR
THR-FT | 31 | 6 Months - IMM Inspection of Sump and Final Sedimentation tank drainage pumps (AS PER LIST OF ACTIVITIES) | Final Tank, Drainage, Sump Pumps, Group1 | THR-FT-DRN-GP1 | 12000000 | THR-FT-P-6318B | THR DrainageSump Pump iInspection and lubrication forTHR
THR-FT | 31 | 6 Months - IMM Inspection of Sump and Final Sedimentation tank drainage pumps (AS PER LIST OF ACTIVITIES) | Final Tank, Drainage, Sump Pumps, Group1 | THR-FT-DRN-GP1 | 13000000 | THR-FT-P-6320A | THR DrainageSump Pump iInspection and lubrication forTHR
THR-FT | 31 | 6 Months - IMM Inspection of Sump and Final Sedimentation tank drainage pumps (AS PER LIST OF ACTIVITIES) | Final Tank, Drainage, Sump Pumps, Group1 | THR-FT-DRN-GP1 | 14000000 | THR-FT-P-6320B | THR DrainageSump Pump iInspection and lubrication forTHR
THR-FT | 31 | 6 Months - IMM Inspection of Sump and Final Sedimentation tank drainage pumps (AS PER LIST OF ACTIVITIES) | Final Tank, Drainage, Sump Pumps, Group2 | THR-FT-DRN-GP2 | 1000000 | THR-FT-P-4840 | THR DrainageSump Pump iInspection and lubrication forTHR
THR-FT | 31 | 6 Months - IMM Inspection of Sump and Final Sedimentation tank drainage pumps (AS PER LIST OF ACTIVITIES) | Final Tank, Drainage, Sump Pumps, Group2 | THR-FT-DRN-GP2 | 2000000 | THR-FT-P-4841 | THR DrainageSump Pump iInspection and lubrication forTHR
THR-FT | 31 | 6 Months - IMM Inspection of Sump and Final Sedimentation tank drainage pumps (AS PER LIST OF ACTIVITIES) | Final Tank, Drainage, Sump Pumps, Group2 | THR-FT-DRN-GP2 | 3000000 | THR-FT-P-4880 | THR DrainageSump Pump iInspection and lubrication forTHR
THR-FT | 31 | 6 Months - IMM Inspection of Sump and Final Sedimentation tank drainage pumps (AS PER LIST OF ACTIVITIES) | Final Tank, Drainage, Sump Pumps, Group2 | THR-FT-DRN-GP2 | 5000000 | THR-FT-P-4624 | THR DrainageSump Pump iInspection and lubrication forTHR
THR-FT | 31 | 6 Months - IMM Inspection of Sump and Final Sedimentation tank drainage pumps (AS PER LIST OF ACTIVITIES) | Final Tank, Drainage, Sump Pumps, Group2 | THR-FT-DRN-GP2 | 4000000 | THR-FT-P-4881 | THR DrainageSump Pump iInspection and lubrication forTHR
THR-FT | 31 | 6 Months - IMM Inspection of Sump and Final Sedimentation tank drainage pumps (AS PER LIST OF ACTIVITIES) | Final Tank, Drainage, Sump Pumps, Group2 | THR-FT-DRN-GP2 | 9000000 | THR-FT-P-4870 | THR DrainageSump Pump iInspection and lubrication forTHR
THR-FT | 31 | 6 Months - IMM Inspection of Sump and Final Sedimentation tank drainage pumps (AS PER LIST OF ACTIVITIES) | Final Tank, Drainage, Sump Pumps, Group2 | THR-FT-DRN-GP2 | 6000000 | THR-FT-P-4625 | THR DrainageSump Pump iInspection and lubrication forTHR
THR-FT | 31 | 6 Months - IMM Inspection of Sump and Final Sedimentation tank drainage pumps (AS PER LIST OF ACTIVITIES) | Final Tank, Drainage, Sump Pumps, Group2 | THR-FT-DRN-GP2 | 11000000 | THR-FT-P-4821 | THR DrainageSump Pump iInspection and lubrication forTHR
THR-FT | 31 | 6 Months - IMM Inspection of Sump and Final Sedimentation tank drainage pumps (AS PER LIST OF ACTIVITIES) | Final Tank, Drainage, Sump Pumps, Group2 | THR-FT-DRN-GP2 | 7000000 | THR-FT-P-4626 | THR DrainageSump Pump iInspection and lubrication forTHR
THR-FT | 31 | 6 Months - IMM Inspection of Sump and Final Sedimentation tank drainage pumps (AS PER LIST OF ACTIVITIES) | Final Tank, Drainage, Sump Pumps, Group2 | THR-FT-DRN-GP2 | 8000000 | THR-FT-P-4871 | THR DrainageSump Pump iInspection and lubrication forTHR
THR-FT | 31 | 6 Months - IMM Inspection of Sump and Final Sedimentation tank drainage pumps (AS PER LIST OF ACTIVITIES) | Final Tank, Drainage, Sump Pumps, Group2 | THR-FT-DRN-GP2 | 10000000 | THR-FT-P-4820 | THR DrainageSump Pump iInspection and lubrication forTHR
THR-FT | 31 | 6 Months - IMM Inspection of Sump and Final Sedimentation tank drainage pumps (AS PER LIST OF ACTIVITIES) | Final Tank, Drainage, Sump Pumps, Group3 | THR-FT-DRN-GP3 | 2000000 | THR-FT-P-4503 | THR DrainageSump Pump iInspection and lubrication forTHR
THR-FT | 31 | 6 Months - IMM Inspection of Sump and Final Sedimentation tank drainage pumps (AS PER LIST OF ACTIVITIES) | Final Tank, Drainage, Sump Pumps, Group3 | THR-FT-DRN-GP3 | 3000000 | THR-FT-P-4504 | THR DrainageSump Pump iInspection and lubrication forTHR
THR-FT | 31 | 6 Months - IMM Inspection of Sump and Final Sedimentation tank drainage pumps (AS PER LIST OF ACTIVITIES) | Final Tank, Drainage, Sump Pumps, Group3 | THR-FT-DRN-GP3 | 5000000 | THR-FT-P-4602 | THR DrainageSump Pump iInspection and lubrication forTHR
THR-FT | 31 | 6 Months - IMM Inspection of Sump and Final Sedimentation tank drainage pumps (AS PER LIST OF ACTIVITIES) | Final Tank, Drainage, Sump Pumps, Group3 | THR-FT-DRN-GP3 | 1000000 | THR-FT-P-0529 | THR DrainageSump Pump iInspection and lubrication forTHR
THR-FT | 31 | 6 Months - IMM Inspection of Sump and Final Sedimentation tank drainage pumps (AS PER LIST OF ACTIVITIES) | Final Tank, Drainage, Sump Pumps, Group3 | THR-FT-DRN-GP3 | 6000000 | THR-FT-P-4860 | THR DrainageSump Pump iInspection and lubrication forTHR
THR-FT | 31 | 6 Months - IMM Inspection of Sump and Final Sedimentation tank drainage pumps (AS PER LIST OF ACTIVITIES) | Final Tank, Drainage, Sump Pumps, Group3 | THR-FT-DRN-GP3 | 4000000 | THR-FT-P-4601 | THR DrainageSump Pump iInspection and lubrication forTHR
THR-FT | 31 | 6 Months - IMM Inspection of Sump and Final Sedimentation tank drainage pumps (AS PER LIST OF ACTIVITIES) | Final Tank, Drainage, Sump Pumps, Group3 | THR-FT-DRN-GP3 | 7000000 | THR-FT-P-4851 | THR DrainageSump Pump iInspection and lubrication forTHR
THR-FT | 31 | 6 Months - IMM Inspection of Sump and Final Sedimentation tank drainage pumps (AS PER LIST OF ACTIVITIES) | Final Tank, Drainage, Sump Pumps, Group3 | THR-FT-DRN-GP3 | 10000000 | THR-FT-P-4850 | THR DrainageSump Pump iInspection and lubrication forTHR
THR-FT | 31 | 6 Months - IMM Inspection of Sump and Final Sedimentation tank drainage pumps (AS PER LIST OF ACTIVITIES) | Final Tank, Drainage, Sump Pumps, Group3 | THR-FT-DRN-GP3 | 8000000 | THR-FT-P-4861 | THR DrainageSump Pump iInspection and lubrication forTHR
THR-FT | 31 | 6 Months - IMM Inspection of Sump and Final Sedimentation tank drainage pumps (AS PER LIST OF ACTIVITIES) | Final Tank, Drainage, Sump Pumps, Group3 | THR-FT-DRN-GP3 | 9000000 | THR-FT-P-6317 | THR DrainageSump Pump iInspection and lubrication forTHR
THR-FT | 31 | 6 Months - IMM Inspection of Sump and Final Sedimentation tank drainage pumps (AS PER LIST OF ACTIVITIES) | Final Tank, Drainage, Sump Pumps, Group4 | THR-FT-DRN-GP4 | 1000000 | THR-FT-P-6315 | THR DrainageSump Pump iInspection and lubrication forTHR
THR-FT | 31 | 6 Months - IMM Inspection of Sump and Final Sedimentation tank drainage pumps (AS PER LIST OF ACTIVITIES) | Final Tank, Drainage, Sump Pumps, Group4 | THR-FT-DRN-GP4 | 2000000 | THR-FT-P-0519 | THR DrainageSump Pump iInspection and lubrication forTHR
THR-FT | 31 | 6 Months - IMM Inspection of Sump and Final Sedimentation tank drainage pumps (AS PER LIST OF ACTIVITIES) | Final Tank, Drainage, Sump Pumps, Group4 | THR-FT-DRN-GP4 | 4000000 | THR-FT-P-6316A | THR DrainageSump Pump iInspection and lubrication forTHR
THR-FT | 31 | 6 Months - IMM Inspection of Sump and Final Sedimentation tank drainage pumps (AS PER LIST OF ACTIVITIES) | Final Tank, Drainage, Sump Pumps, Group4 | THR-FT-DRN-GP4 | 3000000 | THR-FT-P-0518 | THR DrainageSump Pump iInspection and lubrication forTHR
THR-FT | 31 | 6 Months - IMM Inspection of Sump and Final Sedimentation tank drainage pumps (AS PER LIST OF ACTIVITIES) | Final Tank, Drainage, Sump Pumps, Group4 | THR-FT-DRN-GP4 | 5000000 | THR-FT-P-6316B | THR DrainageSump Pump iInspection and lubrication forTHR
THR-FT | 32 | Yearly - IMM Maintenance on tilting check valve with counter weight and dashpot assembly (AS PER ACTIVITY LIST) | Valves, RAS Pumping | THR-FT-V-R | 1000000 | THR-FT-V-2620C | Maintenance of tilting check valve with counter weight and dashpot assembly for
THR-FT | 32 | Yearly - IMM Maintenance on tilting check valve with counter weight and dashpot assembly (AS PER ACTIVITY LIST) | Valves, RAS Pumping | THR-FT-V-R | 3000000 | THR-FT-V-2622C | Maintenance of tilting check valve with counter weight and dashpot assembly for
THR-FT | 32 | Yearly - IMM Maintenance on tilting check valve with counter weight and dashpot assembly (AS PER ACTIVITY LIST) | Valves, RAS Pumping | THR-FT-V-R | 2000000 | THR-FT-V-2621C | Maintenance of tilting check valve with counter weight and dashpot assembly for
THR-FT | 32 | Yearly - IMM Maintenance on tilting check valve with counter weight and dashpot assembly (AS PER ACTIVITY LIST) | Valves, RAS Pumping | THR-FT-V-R | 4000000 | THR-FT-V-2623C | Maintenance of tilting check valve with counter weight and dashpot assembly for
THR-FT | 32 | Yearly - IMM Maintenance on tilting check valve with counter weight and dashpot assembly (AS PER ACTIVITY LIST) | Valves, RAS Pumping | THR-FT-V-R | 6000000 | THR-FT-V-2720C | Maintenance of tilting check valve with counter weight and dashpot assembly for
THR-FT | 32 | Yearly - IMM Maintenance on tilting check valve with counter weight and dashpot assembly (AS PER ACTIVITY LIST) | Valves, RAS Pumping | THR-FT-V-R | 5000000 | THR-FT-V-2624C | Maintenance of tilting check valve with counter weight and dashpot assembly for
THR-FT | 32 | Yearly - IMM Maintenance on tilting check valve with counter weight and dashpot assembly (AS PER ACTIVITY LIST) | Valves, RAS Pumping | THR-FT-V-R | 9000000 | THR-FT-V-2723C | Maintenance of tilting check valve with counter weight and dashpot assembly for
THR-FT | 32 | Yearly - IMM Maintenance on tilting check valve with counter weight and dashpot assembly (AS PER ACTIVITY LIST) | Valves, RAS Pumping | THR-FT-V-R | 7000000 | THR-FT-V-2721C | Maintenance of tilting check valve with counter weight and dashpot assembly for
THR-FT | 32 | Yearly - IMM Maintenance on tilting check valve with counter weight and dashpot assembly (AS PER ACTIVITY LIST) | Valves, RAS Pumping | THR-FT-V-R | 10000000 | THR-FT-V-2724C | Maintenance of tilting check valve with counter weight and dashpot assembly for
THR-FT | 32 | Yearly - IMM Maintenance on tilting check valve with counter weight and dashpot assembly (AS PER ACTIVITY LIST) | Valves, RAS Pumping | THR-FT-V-R | 8000000 | THR-FT-V-2722C | Maintenance of tilting check valve with counter weight and dashpot assembly for
THR-FT | 34 | Monthly - Plant Technician Return Activated Sludge Pump Inspections (AS PER ACTIVITY LIST) | Final Tank, Return Activated Sludge Pumping | THR-FT-RAS-P | 7000000 | THR-FT-P-2521 | Return Activated Sludge pump inspection
THR-FT | 34 | Monthly - Plant Technician Return Activated Sludge Pump Inspections (AS PER ACTIVITY LIST) | Final Tank, Return Activated Sludge Pumping | THR-FT-RAS-P | 1000000 | THR-FT-P-2320 | Return Activated Sludge pump inspection
THR-FT | 34 | Monthly - Plant Technician Return Activated Sludge Pump Inspections (AS PER ACTIVITY LIST) | Final Tank, Return Activated Sludge Pumping | THR-FT-RAS-P | 8000000 | THR-FT-P-2522 | Return Activated Sludge pump inspection
THR-FT | 34 | Monthly - Plant Technician Return Activated Sludge Pump Inspections (AS PER ACTIVITY LIST) | Final Tank, Return Activated Sludge Pumping | THR-FT-RAS-P | 2000000 | THR-FT-P-2321 | Return Activated Sludge pump inspection
THR-FT | 34 | Monthly - Plant Technician Return Activated Sludge Pump Inspections (AS PER ACTIVITY LIST) | Final Tank, Return Activated Sludge Pumping | THR-FT-RAS-P | 21000000 | THR-FT-P-4401 | Return Activated Sludge pump inspection
THR-FT | 34 | Monthly - Plant Technician Return Activated Sludge Pump Inspections (AS PER ACTIVITY LIST) | Final Tank, Return Activated Sludge Pumping | THR-FT-RAS-P | 3000000 | THR-FT-P-2322 | Return Activated Sludge pump inspection
THR-FT | 34 | Monthly - Plant Technician Return Activated Sludge Pump Inspections (AS PER ACTIVITY LIST) | Final Tank, Return Activated Sludge Pumping | THR-FT-RAS-P | 22000000 | THR-FT-P-4402 | Return Activated Sludge pump inspection
THR-FT | 34 | Monthly - Plant Technician Return Activated Sludge Pump Inspections (AS PER ACTIVITY LIST) | Final Tank, Return Activated Sludge Pumping | THR-FT-RAS-P | 4000000 | THR-FT-P-2323 | Return Activated Sludge pump inspection
THR-FT | 34 | Monthly - Plant Technician Return Activated Sludge Pump Inspections (AS PER ACTIVITY LIST) | Final Tank, Return Activated Sludge Pumping | THR-FT-RAS-P | 5000000 | THR-FT-P-2324 | Return Activated Sludge pump inspection
THR-FT | 34 | Monthly - Plant Technician Return Activated Sludge Pump Inspections (AS PER ACTIVITY LIST) | Final Tank, Return Activated Sludge Pumping | THR-FT-RAS-P | 6000000 | THR-FT-P-2520 | Return Activated Sludge pump inspection
THR-FT | 34 | Monthly - Plant Technician Return Activated Sludge Pump Inspections (AS PER ACTIVITY LIST) | Final Tank, Return Activated Sludge Pumping | THR-FT-RAS-P | 9000000 | THR-FT-P-2523 | Return Activated Sludge pump inspection
THR-FT | 34 | Monthly - Plant Technician Return Activated Sludge Pump Inspections (AS PER ACTIVITY LIST) | Final Tank, Return Activated Sludge Pumping | THR-FT-RAS-P | 10000000 | THR-FT-P-2524 | Return Activated Sludge pump inspection
THR-FT | 34 | Monthly - Plant Technician Return Activated Sludge Pump Inspections (AS PER ACTIVITY LIST) | Final Tank, Return Activated Sludge Pumping | THR-FT-RAS-P | 11000000 | THR-FT-P-2620 | Return Activated Sludge pump inspection
THR-FT | 34 | Monthly - Plant Technician Return Activated Sludge Pump Inspections (AS PER ACTIVITY LIST) | Final Tank, Return Activated Sludge Pumping | THR-FT-RAS-P | 12000000 | THR-FT-P-2621 | Return Activated Sludge pump inspection
THR-FT | 34 | Monthly - Plant Technician Return Activated Sludge Pump Inspections (AS PER ACTIVITY LIST) | Final Tank, Return Activated Sludge Pumping | THR-FT-RAS-P | 13000000 | THR-FT-P-2622 | Return Activated Sludge pump inspection
THR-FT | 34 | Monthly - Plant Technician Return Activated Sludge Pump Inspections (AS PER ACTIVITY LIST) | Final Tank, Return Activated Sludge Pumping | THR-FT-RAS-P | 14000000 | THR-FT-P-2623 | Return Activated Sludge pump inspection
THR-FT | 34 | Monthly - Plant Technician Return Activated Sludge Pump Inspections (AS PER ACTIVITY LIST) | Final Tank, Return Activated Sludge Pumping | THR-FT-RAS-P | 15000000 | THR-FT-P-2624 | Return Activated Sludge pump inspection
THR-FT | 34 | Monthly - Plant Technician Return Activated Sludge Pump Inspections (AS PER ACTIVITY LIST) | Final Tank, Return Activated Sludge Pumping | THR-FT-RAS-P | 16000000 | THR-FT-P-2720 | Return Activated Sludge pump inspection
THR-FT | 34 | Monthly - Plant Technician Return Activated Sludge Pump Inspections (AS PER ACTIVITY LIST) | Final Tank, Return Activated Sludge Pumping | THR-FT-RAS-P | 17000000 | THR-FT-P-2721 | Return Activated Sludge pump inspection
THR-FT | 34 | Monthly - Plant Technician Return Activated Sludge Pump Inspections (AS PER ACTIVITY LIST) | Final Tank, Return Activated Sludge Pumping | THR-FT-RAS-P | 18000000 | THR-FT-P-2722 | Return Activated Sludge pump inspection
THR-FT | 34 | Monthly - Plant Technician Return Activated Sludge Pump Inspections (AS PER ACTIVITY LIST) | Final Tank, Return Activated Sludge Pumping | THR-FT-RAS-P | 19000000 | THR-FT-P-2723 | Return Activated Sludge pump inspection
THR-FT | 34 | Monthly - Plant Technician Return Activated Sludge Pump Inspections (AS PER ACTIVITY LIST) | Final Tank, Return Activated Sludge Pumping | THR-FT-RAS-P | 20000000 | THR-FT-P-2724 | Return Activated Sludge pump inspection
THR-FT | 34 | Monthly - Plant Technician Return Activated Sludge Pump Inspections (AS PER ACTIVITY LIST) | Final Tank, Return Activated Sludge Pumping | THR-FT-RAS-P | 23000000 | THR-FT-P-4403 | Return Activated Sludge pump inspection
THR-FT | 34 | Monthly - Plant Technician Return Activated Sludge Pump Inspections (AS PER ACTIVITY LIST) | Final Tank, Return Activated Sludge Pumping | THR-FT-RAS-P | 24000000 | THR-FT-P-4404 | Return Activated Sludge pump inspection
THR-FT | 34 | Monthly - Plant Technician Return Activated Sludge Pump Inspections (AS PER ACTIVITY LIST) | Final Tank, Return Activated Sludge Pumping | THR-FT-RAS-P | 25000000 | THR-FT-P-4405 | Return Activated Sludge pump inspection
THR-FT | 35 | Monthly - Plant Technician Waste Activated Sludge Pump Inspections | Final Tank, Waste Activated Sludge Pumping | THR-FT-WAS-P | 5000000 | THR-FT-P-4150 | Waste Activated Sludge pump inspection
THR-FT | 35 | Monthly - Plant Technician Waste Activated Sludge Pump Inspections | Final Tank, Waste Activated Sludge Pumping | THR-FT-WAS-P | 1000000 | THR-FT-P-4130 | Waste Activated Sludge pump inspection
THR-FT | 35 | Monthly - Plant Technician Waste Activated Sludge Pump Inspections | Final Tank, Waste Activated Sludge Pumping | THR-FT-WAS-P | 6000000 | THR-FT-P-4151 | Waste Activated Sludge pump inspection
THR-FT | 35 | Monthly - Plant Technician Waste Activated Sludge Pump Inspections | Final Tank, Waste Activated Sludge Pumping | THR-FT-WAS-P | 2000000 | THR-FT-P-4131 | Waste Activated Sludge pump inspection
THR-FT | 35 | Monthly - Plant Technician Waste Activated Sludge Pump Inspections | Final Tank, Waste Activated Sludge Pumping | THR-FT-WAS-P | 7000000 | THR-FT-P-4501 | Waste Activated Sludge pump inspection
THR-FT | 35 | Monthly - Plant Technician Waste Activated Sludge Pump Inspections | Final Tank, Waste Activated Sludge Pumping | THR-FT-WAS-P | 3000000 | THR-FT-P-4140 | Waste Activated Sludge pump inspection
THR-FT | 35 | Monthly - Plant Technician Waste Activated Sludge Pump Inspections | Final Tank, Waste Activated Sludge Pumping | THR-FT-WAS-P | 8000000 | THR-FT-P-4502 | Waste Activated Sludge pump inspection
THR-FT | 35 | Monthly - Plant Technician Waste Activated Sludge Pump Inspections | Final Tank, Waste Activated Sludge Pumping | THR-FT-WAS-P | 4000000 | THR-FT-P-4141 | Waste Activated Sludge pump inspection
THR-FT | 35 | Monthly - Plant Technician Waste Activated Sludge Pump Inspections | Final Tank, Waste Activated Sludge Pumping | THR-FT-WAS-P | 9000000 | THR-FT-P-4503 | Waste Activated Sludge pump inspection
THR-FT | 35 | Monthly - Plant Technician Waste Activated Sludge Pump Inspections | Final Tank, Waste Activated Sludge Pumping | THR-FT-WAS-P | 10000000 | THR-FT-P-4504 | Waste Activated Sludge pump inspection
THR-FT | 38 | 6 Months - EICT Inspection and cleaning of VFD cabinets (as per Activity list) | Drive, Variable Frequency, Pumps, RAS Pumping -North | THR-FT-DRV-RAS-N | 5000000 | THR-FT-DRV-2324 | Inspection and cleaning of VFD cabinets for
THR-FT | 38 | 6 Months - EICT Inspection and cleaning of VFD cabinets (as per Activity list) | Drive, Variable Frequency, Pumps, RAS Pumping -North | THR-FT-DRV-RAS-N | 1000000 | THR-FT-DRV-2320 | Inspection and cleaning of VFD cabinets for
THR-FT | 38 | 6 Months - EICT Inspection and cleaning of VFD cabinets (as per Activity list) | Drive, Variable Frequency, Pumps, RAS Pumping -North | THR-FT-DRV-RAS-N | 6000000 | THR-FT-DRV-2720 | Inspection and cleaning of VFD cabinets for
THR-FT | 38 | 6 Months - EICT Inspection and cleaning of VFD cabinets (as per Activity list) | Drive, Variable Frequency, Pumps, RAS Pumping -North | THR-FT-DRV-RAS-N | 2000000 | THR-FT-DRV-2321 | Inspection and cleaning of VFD cabinets for
THR-FT | 38 | 6 Months - EICT Inspection and cleaning of VFD cabinets (as per Activity list) | Drive, Variable Frequency, Pumps, RAS Pumping -North | THR-FT-DRV-RAS-N | 7000000 | THR-FT-DRV-2721 | Inspection and cleaning of VFD cabinets for
THR-FT | 38 | 6 Months - EICT Inspection and cleaning of VFD cabinets (as per Activity list) | Drive, Variable Frequency, Pumps, RAS Pumping -North | THR-FT-DRV-RAS-N | 3000000 | THR-FT-DRV-2322 | Inspection and cleaning of VFD cabinets for
THR-FT | 38 | 6 Months - EICT Inspection and cleaning of VFD cabinets (as per Activity list) | Drive, Variable Frequency, Pumps, RAS Pumping -North | THR-FT-DRV-RAS-N | 8000000 | THR-FT-DRV-2722 | Inspection and cleaning of VFD cabinets for
THR-FT | 38 | 6 Months - EICT Inspection and cleaning of VFD cabinets (as per Activity list) | Drive, Variable Frequency, Pumps, RAS Pumping -North | THR-FT-DRV-RAS-N | 4000000 | THR-FT-DRV-2323 | Inspection and cleaning of VFD cabinets for
THR-FT | 38 | 6 Months - EICT Inspection and cleaning of VFD cabinets (as per Activity list) | Drive, Variable Frequency, Pumps, RAS Pumping -North | THR-FT-DRV-RAS-N | 9000000 | THR-FT-DRV-2723 | Inspection and cleaning of VFD cabinets for
THR-FT | 38 | 6 Months - EICT Inspection and cleaning of VFD cabinets (as per Activity list) | Drive, Variable Frequency, Pumps, RAS Pumping -North | THR-FT-DRV-RAS-N | 10000000 | THR-FT-DRV-2724 | Inspection and cleaning of VFD cabinets for
THR-FT | 38 | 6 Months - EICT Inspection and cleaning of VFD cabinets (as per Activity list) | Drive, Variable Frequency, Pumps, RAS Pumping -South | THR-FT-DRV-RAS-S | 5000000 | THR-FT-DRV-2522 | Inspection and cleaning of VFD cabinets for
THR-FT | 38 | 6 Months - EICT Inspection and cleaning of VFD cabinets (as per Activity list) | Drive, Variable Frequency, Pumps, RAS Pumping -South | THR-FT-DRV-RAS-S | 1000000 | THR-FT-DRV-2172 | Inspection and cleaning of VFD cabinets for
THR-FT | 38 | 6 Months - EICT Inspection and cleaning of VFD cabinets (as per Activity list) | Drive, Variable Frequency, Pumps, RAS Pumping -South | THR-FT-DRV-RAS-S | 7000000 | THR-FT-DRV-2524 | Inspection and cleaning of VFD cabinets for
THR-FT | 38 | 6 Months - EICT Inspection and cleaning of VFD cabinets (as per Activity list) | Drive, Variable Frequency, Pumps, RAS Pumping -South | THR-FT-DRV-RAS-S | 2000000 | THR-FT-DRV-2174 | Inspection and cleaning of VFD cabinets for
THR-FT | 38 | 6 Months - EICT Inspection and cleaning of VFD cabinets (as per Activity list) | Drive, Variable Frequency, Pumps, RAS Pumping -South | THR-FT-DRV-RAS-S | 3000000 | THR-FT-DRV-2520 | Inspection and cleaning of VFD cabinets for
THR-FT | 38 | 6 Months - EICT Inspection and cleaning of VFD cabinets (as per Activity list) | Drive, Variable Frequency, Pumps, RAS Pumping -South | THR-FT-DRV-RAS-S | 4000000 | THR-FT-DRV-2521 | Inspection and cleaning of VFD cabinets for
THR-FT | 38 | 6 Months - EICT Inspection and cleaning of VFD cabinets (as per Activity list) | Drive, Variable Frequency, Pumps, RAS Pumping -South | THR-FT-DRV-RAS-S | 6000000 | THR-FT-DRV-2523 | Inspection and cleaning of VFD cabinets for
THR-FT | 42 | Yearly - EICT Calibration check of RAS/Drain/Cross Pump pressure indicating transmitter (AS PER LIST OF ACTIVITIES) | Final Tank, Cross Feed Pumps | THR-FT-CFP | 2000000 | THR-FT-PIT-4710 | Calibration check of DrainSump pump pressure indicating transmitter as per as applicable for
THR-FT | 42 | Yearly - EICT Calibration check of RAS/Drain/Cross Pump pressure indicating transmitter (AS PER LIST OF ACTIVITIES) | Final Tank, Cross Feed Pumps | THR-FT-CFP | 1000000 | THR-FT-PIT-4709 | Calibration check of DrainSump pump pressure indicating transmitter as per as applicable for
THR-FT | 42 | Yearly - EICT Calibration check of RAS/Drain/Cross Pump pressure indicating transmitter (AS PER LIST OF ACTIVITIES) | Final Tank, Cross Feed Pumps | THR-FT-CFP | 3000000 | THR-FT-PIT-4719 | Calibration check of DrainSump pump pressure indicating transmitter as per as applicable for
THR-FT | 42 | Yearly - EICT Calibration check of RAS/Drain/Cross Pump pressure indicating transmitter (AS PER LIST OF ACTIVITIES) | Final Tank, Cross Feed Pumps | THR-FT-CFP | 4000000 | THR-FT-PIT-4720 | Calibration check of DrainSump pump pressure indicating transmitter as per as applicable for
THR-FT | 42 | Yearly - EICT Calibration check of RAS/Drain/Cross Pump pressure indicating transmitter (AS PER LIST OF ACTIVITIES) | Final Tank, Cross Feed Pumps | THR-FT-CFP | 5000000 | THR-FT-PIT-4729 | Calibration check of DrainSump pump pressure indicating transmitter as per as applicable for
THR-FT | 42 | Yearly - EICT Calibration check of RAS/Drain/Cross Pump pressure indicating transmitter (AS PER LIST OF ACTIVITIES) | Final Tank, Cross Feed Pumps | THR-FT-CFP | 6000000 | THR-FT-PIT-4730 | Calibration check of DrainSump pump pressure indicating transmitter as per as applicable for
THR-FT | 42 | Yearly - EICT Calibration check of RAS/Drain/Cross Pump pressure indicating transmitter (AS PER LIST OF ACTIVITIES) | Final Tank, Drainage, Sump Pumps | THR-FT-DRN | 2000000 | THR-FT-PIT-4622 | Calibration check of DrainSump pump pressure indicating transmitter as per as applicable for
THR-FT | 42 | Yearly - EICT Calibration check of RAS/Drain/Cross Pump pressure indicating transmitter (AS PER LIST OF ACTIVITIES) | Final Tank, Drainage, Sump Pumps | THR-FT-DRN | 4000000 | THR-FT-PIT-4631 | Calibration check of DrainSump pump pressure indicating transmitter as per as applicable for
THR-FT | 42 | Yearly - EICT Calibration check of RAS/Drain/Cross Pump pressure indicating transmitter (AS PER LIST OF ACTIVITIES) | Final Tank, Drainage, Sump Pumps | THR-FT-DRN | 1000000 | THR-FT-PIT-4621 | Calibration check of DrainSump pump pressure indicating transmitter as per as applicable for
THR-FT | 42 | Yearly - EICT Calibration check of RAS/Drain/Cross Pump pressure indicating transmitter (AS PER LIST OF ACTIVITIES) | Final Tank, Drainage, Sump Pumps | THR-FT-DRN | 3000000 | THR-FT-PIT-4628 | Calibration check of DrainSump pump pressure indicating transmitter as per as applicable for
THR-FT | 42 | Yearly - EICT Calibration check of RAS/Drain/Cross Pump pressure indicating transmitter (AS PER LIST OF ACTIVITIES) | Final Tank, Drainage, Sump Pumps | THR-FT-DRN | 5000000 | THR-FT-PIT-4601 | Calibration check of DrainSump pump pressure indicating transmitter as per as applicable for
THR-FT | 42 | Yearly - EICT Calibration check of RAS/Drain/Cross Pump pressure indicating transmitter (AS PER LIST OF ACTIVITIES) | Final Tank, Drainage, Sump Pumps | THR-FT-DRN | 6000000 | THR-FT-PIT-4602 | Calibration check of DrainSump pump pressure indicating transmitter as per as applicable for
THR-FT | 42 | Yearly - EICT Calibration check of RAS/Drain/Cross Pump pressure indicating transmitter (AS PER LIST OF ACTIVITIES) | Transmitter, Pressure, RAS Pump Discharge, South, Secondary Treatment, RAS Pumping | THR-FT-RAS-PIT-S | 4000000 | THR-FT-PIT-4403 | Calibration check of Scum pump pressure indicating transmitter as per as applicable for
THR-FT | 42 | Yearly - EICT Calibration check of RAS/Drain/Cross Pump pressure indicating transmitter (AS PER LIST OF ACTIVITIES) | Transmitter, Pressure, RAS Pump Discharge, South, Secondary Treatment, RAS Pumping | THR-FT-RAS-PIT-S | 5000000 | THR-FT-PIT-4404 | Calibration check of Scum pump pressure indicating transmitter as per as applicable for
THR-FT | 42 | Yearly - EICT Calibration check of RAS/Drain/Cross Pump pressure indicating transmitter (AS PER LIST OF ACTIVITIES) | Transmitter, Pressure, RAS Pump Discharge, South, Secondary Treatment, RAS Pumping | THR-FT-RAS-PIT-S | 10000000 | THR-FT-PIT-4409 | Calibration check of Scum pump pressure indicating transmitter as per as applicable for
THR-FT | 42 | Yearly - EICT Calibration check of RAS/Drain/Cross Pump pressure indicating transmitter (AS PER LIST OF ACTIVITIES) | Transmitter, Pressure, RAS Pump Discharge, South, Secondary Treatment, RAS Pumping | THR-FT-RAS-PIT-S | 1000000 | THR-FT-PIT-4400 | Calibration check of Scum pump pressure indicating transmitter as per as applicable for
THR-FT | 42 | Yearly - EICT Calibration check of RAS/Drain/Cross Pump pressure indicating transmitter (AS PER LIST OF ACTIVITIES) | Transmitter, Pressure, RAS Pump Discharge, South, Secondary Treatment, RAS Pumping | THR-FT-RAS-PIT-S | 2000000 | THR-FT-PIT-4401 | Calibration check of Scum pump pressure indicating transmitter as per as applicable for
THR-FT | 42 | Yearly - EICT Calibration check of RAS/Drain/Cross Pump pressure indicating transmitter (AS PER LIST OF ACTIVITIES) | Transmitter, Pressure, RAS Pump Discharge, South, Secondary Treatment, RAS Pumping | THR-FT-RAS-PIT-S | 3000000 | THR-FT-PIT-4402 | Calibration check of Scum pump pressure indicating transmitter as per as applicable for
THR-FT | 42 | Yearly - EICT Calibration check of RAS/Drain/Cross Pump pressure indicating transmitter (AS PER LIST OF ACTIVITIES) | Transmitter, Pressure, RAS Pump Discharge, South, Secondary Treatment, RAS Pumping | THR-FT-RAS-PIT-S | 6000000 | THR-FT-PIT-4405 | Calibration check of Scum pump pressure indicating transmitter as per as applicable for
THR-FT | 42 | Yearly - EICT Calibration check of RAS/Drain/Cross Pump pressure indicating transmitter (AS PER LIST OF ACTIVITIES) | Transmitter, Pressure, RAS Pump Discharge, South, Secondary Treatment, RAS Pumping | THR-FT-RAS-PIT-S | 7000000 | THR-FT-PIT-4406 | Calibration check of Scum pump pressure indicating transmitter as per as applicable for
THR-FT | 42 | Yearly - EICT Calibration check of RAS/Drain/Cross Pump pressure indicating transmitter (AS PER LIST OF ACTIVITIES) | Transmitter, Pressure, RAS Pump Discharge, South, Secondary Treatment, RAS Pumping | THR-FT-RAS-PIT-S | 8000000 | THR-FT-PIT-4407 | Calibration check of Scum pump pressure indicating transmitter as per as applicable for
THR-FT | 42 | Yearly - EICT Calibration check of RAS/Drain/Cross Pump pressure indicating transmitter (AS PER LIST OF ACTIVITIES) | Transmitter, Pressure, RAS Pump Discharge, South, Secondary Treatment, RAS Pumping | THR-FT-RAS-PIT-S | 9000000 | THR-FT-PIT-4408 | Calibration check of Scum pump pressure indicating transmitter as per as applicable for
THR-FT | 42 | Yearly - EICT Calibration check of RAS/Drain/Cross Pump pressure indicating transmitter (AS PER LIST OF ACTIVITIES) | Transmitter, Pressure, RAS Pump Discharge, South, Secondary Treatment, RAS Pumping | THR-FT-RAS-PIT-S | 11000000 | THR-FT-PIT-4601 | Calibration check of Scum pump pressure indicating transmitter as per as applicable for
THR-FT | 43 | Yearly - IMM Scum & sludge collector South (New) inspection (as per Activity list) | Collector Mechanism, Square Final Tanks - South | THR-FT-CM-S | 4000000 | THR-FT-CM-1042 | Yearly Inspection of Scum and Sludge Collector for
THR-FT | 43 | Yearly - IMM Scum & sludge collector South (New) inspection (as per Activity list) | Collector Mechanism, Square Final Tanks - South | THR-FT-CM-S | 1000000 | THR-FT-CM-1012 | Yearly Inspection of Scum and Sludge Collector for
THR-FT | 43 | Yearly - IMM Scum & sludge collector South (New) inspection (as per Activity list) | Collector Mechanism, Square Final Tanks - South | THR-FT-CM-S | 5000000 | THR-FT-CM-1052 | Yearly Inspection of Scum and Sludge Collector for
THR-FT | 43 | Yearly - IMM Scum & sludge collector South (New) inspection (as per Activity list) | Collector Mechanism, Square Final Tanks - South | THR-FT-CM-S | 2000000 | THR-FT-CM-1022 | Yearly Inspection of Scum and Sludge Collector for
THR-FT | 43 | Yearly - IMM Scum & sludge collector South (New) inspection (as per Activity list) | Collector Mechanism, Square Final Tanks - South | THR-FT-CM-S | 7000000 | THR-FT-CM-1072 | Yearly Inspection of Scum and Sludge Collector for
THR-FT | 43 | Yearly - IMM Scum & sludge collector South (New) inspection (as per Activity list) | Collector Mechanism, Square Final Tanks - South | THR-FT-CM-S | 3000000 | THR-FT-CM-1032 | Yearly Inspection of Scum and Sludge Collector for
THR-FT | 43 | Yearly - IMM Scum & sludge collector South (New) inspection (as per Activity list) | Collector Mechanism, Square Final Tanks - South | THR-FT-CM-S | 8000000 | THR-FT-CM-1082 | Yearly Inspection of Scum and Sludge Collector for
THR-FT | 43 | Yearly - IMM Scum & sludge collector South (New) inspection (as per Activity list) | Collector Mechanism, Square Final Tanks - South | THR-FT-CM-S | 6000000 | THR-FT-CM-1062 | Yearly Inspection of Scum and Sludge Collector for
THR-FT | 44 | Yearly - EICT Scum & sludge collector (New) inspection (as per Activity list) | Collector Mechanism, Square Final Tanks - South | THR-FT-CM-S | 2000000 | THR-FT-CM-1022 | Yearly Inspection of Scum and Sludge Collector for
THR-FT | 44 | Yearly - EICT Scum & sludge collector (New) inspection (as per Activity list) | Collector Mechanism, Square Final Tanks - South | THR-FT-CM-S | 1000000 | THR-FT-CM-1012 | Yearly Inspection of Scum and Sludge Collector for
THR-FT | 44 | Yearly - EICT Scum & sludge collector (New) inspection (as per Activity list) | Collector Mechanism, Square Final Tanks - South | THR-FT-CM-S | 4000000 | THR-FT-CM-1042 | Yearly Inspection of Scum and Sludge Collector for
THR-FT | 44 | Yearly - EICT Scum & sludge collector (New) inspection (as per Activity list) | Collector Mechanism, Square Final Tanks - South | THR-FT-CM-S | 3000000 | THR-FT-CM-1032 | Yearly Inspection of Scum and Sludge Collector for
THR-FT | 44 | Yearly - EICT Scum & sludge collector (New) inspection (as per Activity list) | Collector Mechanism, Square Final Tanks - South | THR-FT-CM-S | 7000000 | THR-FT-CM-1072 | Yearly Inspection of Scum and Sludge Collector for
THR-FT | 44 | Yearly - EICT Scum & sludge collector (New) inspection (as per Activity list) | Collector Mechanism, Square Final Tanks - South | THR-FT-CM-S | 5000000 | THR-FT-CM-1052 | Yearly Inspection of Scum and Sludge Collector for
THR-FT | 44 | Yearly - EICT Scum & sludge collector (New) inspection (as per Activity list) | Collector Mechanism, Square Final Tanks - South | THR-FT-CM-S | 9000000 | THR-FT-CM-1092 | Yearly Inspection of Scum and Sludge Collector for
THR-FT | 44 | Yearly - EICT Scum & sludge collector (New) inspection (as per Activity list) | Collector Mechanism, Square Final Tanks - South | THR-FT-CM-S | 6000000 | THR-FT-CM-1062 | Yearly Inspection of Scum and Sludge Collector for
THR-FT | 44 | Yearly - EICT Scum & sludge collector (New) inspection (as per Activity list) | Collector Mechanism, Square Final Tanks - South | THR-FT-CM-S | 11000000 | THR-FT-CM-1112 | Yearly Inspection of Scum and Sludge Collector for
THR-FT | 44 | Yearly - EICT Scum & sludge collector (New) inspection (as per Activity list) | Collector Mechanism, Square Final Tanks - South | THR-FT-CM-S | 8000000 | THR-FT-CM-1082 | Yearly Inspection of Scum and Sludge Collector for
THR-FT | 44 | Yearly - EICT Scum & sludge collector (New) inspection (as per Activity list) | Collector Mechanism, Square Final Tanks - South | THR-FT-CM-S | 10000000 | THR-FT-CM-1102 | Yearly Inspection of Scum and Sludge Collector for
THR-FT | 44 | Yearly - EICT Scum & sludge collector (New) inspection (as per Activity list) | Collector Mechanism, Square Final Tanks - South | THR-FT-CM-S | 12000000 | THR-FT-CM-1122 | Yearly Inspection of Scum and Sludge Collector for
THR-FT | 45 | 1 Year - IMM Lubricate Final Tank System valves (as per Activity list) | Valves, System, Final Tanks, Group1 | THR-FT-V-GP1 | 3000000 | THR-FT-V-4628 | Exercise and Lubricate valves as per for
THR-FT | 45 | 1 Year - IMM Lubricate Final Tank System valves (as per Activity list) | Valves, System, Final Tanks, Group1 | THR-FT-V-GP1 | 1000000 | THR-FT-V-4625 | Exercise and Lubricate valves as per for
THR-FT | 45 | 1 Year - IMM Lubricate Final Tank System valves (as per Activity list) | Valves, System, Final Tanks, Group1 | THR-FT-V-GP1 | 4000000 | THR-FT-V-4630 | Exercise and Lubricate valves as per for
THR-FT | 45 | 1 Year - IMM Lubricate Final Tank System valves (as per Activity list) | Valves, System, Final Tanks, Group1 | THR-FT-V-GP1 | 2000000 | THR-FT-V-4627 | Exercise and Lubricate valves as per for
THR-FT | 45 | 1 Year - IMM Lubricate Final Tank System valves (as per Activity list) | Valves, System, Final Tanks, Group1 | THR-FT-V-GP1 | 5000000 | THR-FT-V-4631 | Exercise and Lubricate valves as per for
THR-FT | 45 | 1 Year - IMM Lubricate Final Tank System valves (as per Activity list) | Valves, System, Final Tanks, Group1 | THR-FT-V-GP1 | 7000000 | THR-FT-V-4429 | Exercise and Lubricate valves as per for
THR-FT | 45 | 1 Year - IMM Lubricate Final Tank System valves (as per Activity list) | Valves, System, Final Tanks, Group1 | THR-FT-V-GP1 | 6000000 | THR-FT-V-4428 | Exercise and Lubricate valves as per for
THR-FT | 45 | 1 Year - IMM Lubricate Final Tank System valves (as per Activity list) | Valves, System, Final Tanks, Group1 | THR-FT-V-GP1 | 8000000 | THR-FT-V-4431 | Exercise and Lubricate valves as per for
THR-FT | 45 | 1 Year - IMM Lubricate Final Tank System valves (as per Activity list) | Valves, System, Final Tanks, Group1 | THR-FT-V-GP1 | 12000000 | THR-FT-V-4872 | Exercise and Lubricate valves as per for
THR-FT | 45 | 1 Year - IMM Lubricate Final Tank System valves (as per Activity list) | Valves, System, Final Tanks, Group1 | THR-FT-V-GP1 | 9000000 | THR-FT-V-4432 | Exercise and Lubricate valves as per for
THR-FT | 45 | 1 Year - IMM Lubricate Final Tank System valves (as per Activity list) | Valves, System, Final Tanks, Group1 | THR-FT-V-GP1 | 14000000 | THR-FT-V-4624 | Exercise and Lubricate valves as per for
THR-FT | 45 | 1 Year - IMM Lubricate Final Tank System valves (as per Activity list) | Valves, System, Final Tanks, Group1 | THR-FT-V-GP1 | 10000000 | THR-FT-V-4442 | Exercise and Lubricate valves as per for
THR-FT | 45 | 1 Year - IMM Lubricate Final Tank System valves (as per Activity list) | Valves, System, Final Tanks, Group1 | THR-FT-V-GP1 | 15000000 | THR-FT-V-4441 | Exercise and Lubricate valves as per for
THR-FT | 45 | 1 Year - IMM Lubricate Final Tank System valves (as per Activity list) | Valves, System, Final Tanks, Group1 | THR-FT-V-GP1 | 11000000 | THR-FT-V-4443 | Exercise and Lubricate valves as per for
THR-FT | 45 | 1 Year - IMM Lubricate Final Tank System valves (as per Activity list) | Valves, System, Final Tanks, Group1 | THR-FT-V-GP1 | 16000000 | THR-FT-V-4440 | Exercise and Lubricate valves as per for
THR-FT | 45 | 1 Year - IMM Lubricate Final Tank System valves (as per Activity list) | Valves, System, Final Tanks, Group1 | THR-FT-V-GP1 | 13000000 | THR-FT-V-4874 | Exercise and Lubricate valves as per for
THR-FT | 45 | 1 Year - IMM Lubricate Final Tank System valves (as per Activity list) | Valves, System, Final Tanks, Group1 | THR-FT-V-GP1 | 18000000 | THR-FT-V-4437 | Exercise and Lubricate valves as per for
THR-FT | 45 | 1 Year - IMM Lubricate Final Tank System valves (as per Activity list) | Valves, System, Final Tanks, Group1 | THR-FT-V-GP1 | 17000000 | THR-FT-V-4436 | Exercise and Lubricate valves as per for
THR-FT | 45 | 1 Year - IMM Lubricate Final Tank System valves (as per Activity list) | Valves, System, Final Tanks, Group2 | THR-FT-V-GP2 | 2000000 | THR-FT-V-3021 | Exercise and Lubricate valves as per for
THR-FT | 45 | 1 Year - IMM Lubricate Final Tank System valves (as per Activity list) | Valves, System, Final Tanks, Group2 | THR-FT-V-GP2 | 1000000 | THR-FT-V-3000 | Exercise and Lubricate valves as per for
THR-FT | 45 | 1 Year - IMM Lubricate Final Tank System valves (as per Activity list) | Valves, System, Final Tanks, Group2 | THR-FT-V-GP2 | 4000000 | THR-FT-V-3024 | Exercise and Lubricate valves as per for
THR-FT | 45 | 1 Year - IMM Lubricate Final Tank System valves (as per Activity list) | Valves, System, Final Tanks, Group2 | THR-FT-V-GP2 | 3000000 | THR-FT-V-3022 | Exercise and Lubricate valves as per for
THR-FT | 45 | 1 Year - IMM Lubricate Final Tank System valves (as per Activity list) | Valves, System, Final Tanks, Group2 | THR-FT-V-GP2 | 5000000 | THR-FT-V-3025 | Exercise and Lubricate valves as per for
THR-FT | 45 | 1 Year - IMM Lubricate Final Tank System valves (as per Activity list) | Valves, System, Final Tanks, Group2 | THR-FT-V-GP2 | 6000000 | THR-FT-V-3026 | Exercise and Lubricate valves as per for
THR-FT | 45 | 1 Year - IMM Lubricate Final Tank System valves (as per Activity list) | Valves, System, Final Tanks, Group2 | THR-FT-V-GP2 | 7000000 | THR-FT-V-3030 | Exercise and Lubricate valves as per for
THR-FT | 45 | 1 Year - IMM Lubricate Final Tank System valves (as per Activity list) | Valves, System, Final Tanks, Group2 | THR-FT-V-GP2 | 8000000 | THR-FT-V-3041 | Exercise and Lubricate valves as per for
THR-FT | 45 | 1 Year - IMM Lubricate Final Tank System valves (as per Activity list) | Valves, System, Final Tanks, Group2 | THR-FT-V-GP2 | 9000000 | THR-FT-V-3042 | Exercise and Lubricate valves as per for
THR-FT | 45 | 1 Year - IMM Lubricate Final Tank System valves (as per Activity list) | Valves, System, Final Tanks, Group2 | THR-FT-V-GP2 | 10000000 | THR-FT-V-3044 | Exercise and Lubricate valves as per for
THR-FT | 45 | 1 Year - IMM Lubricate Final Tank System valves (as per Activity list) | Valves, System, Final Tanks, Group2 | THR-FT-V-GP2 | 11000000 | THR-FT-V-3045 | Exercise and Lubricate valves as per for
THR-FT | 45 | 1 Year - IMM Lubricate Final Tank System valves (as per Activity list) | Valves, System, Final Tanks, Group3 | THR-FT-V-GP3 | 2000000 | THR-FT-V-4401 | Exercise and Lubricate valves as per for
THR-FT | 45 | 1 Year - IMM Lubricate Final Tank System valves (as per Activity list) | Valves, System, Final Tanks, Group3 | THR-FT-V-GP3 | 3000000 | THR-FT-V-4402 | Exercise and Lubricate valves as per for
THR-FT | 45 | 1 Year - IMM Lubricate Final Tank System valves (as per Activity list) | Valves, System, Final Tanks, Group3 | THR-FT-V-GP3 | 5000000 | THR-FT-V-4832 | Exercise and Lubricate valves as per for
THR-FT | 45 | 1 Year - IMM Lubricate Final Tank System valves (as per Activity list) | Valves, System, Final Tanks, Group3 | THR-FT-V-GP3 | 7000000 | THR-FT-V-3020 | Exercise and Lubricate valves as per for
THR-FT | 45 | 1 Year - IMM Lubricate Final Tank System valves (as per Activity list) | Valves, System, Final Tanks, Group3 | THR-FT-V-GP3 | 8000000 | THR-FT-V-3040 | Exercise and Lubricate valves as per for
THR-FT | 45 | 1 Year - IMM Lubricate Final Tank System valves (as per Activity list) | Valves, System, Final Tanks, Group3 | THR-FT-V-GP3 | 1000000 | THR-FT-V-4000 | Exercise and Lubricate valves as per for
THR-FT | 45 | 1 Year - IMM Lubricate Final Tank System valves (as per Activity list) | Valves, System, Final Tanks, Group3 | THR-FT-V-GP3 | 4000000 | THR-FT-V-4403 | Exercise and Lubricate valves as per for
THR-FT | 45 | 1 Year - IMM Lubricate Final Tank System valves (as per Activity list) | Valves, System, Final Tanks, Group3 | THR-FT-V-GP3 | 6000000 | THR-FT-V-4834 | Exercise and Lubricate valves as per for
THR-FT | 45 | 1 Year - IMM Lubricate Final Tank System valves (as per Activity list) | Valves, System, Final Tanks, Group4 | THR-FT-V-GP4 | 2000000 | THR-FT-V-4414 | Exercise and Lubricate valves as per for
THR-FT | 45 | 1 Year - IMM Lubricate Final Tank System valves (as per Activity list) | Valves, System, Final Tanks, Group4 | THR-FT-V-GP4 | 3000000 | THR-FT-V-4415 | Exercise and Lubricate valves as per for
THR-FT | 45 | 1 Year - IMM Lubricate Final Tank System valves (as per Activity list) | Valves, System, Final Tanks, Group4 | THR-FT-V-GP4 | 4000000 | THR-FT-V-4416 | Exercise and Lubricate valves as per for
THR-FT | 45 | 1 Year - IMM Lubricate Final Tank System valves (as per Activity list) | Valves, System, Final Tanks, Group4 | THR-FT-V-GP4 | 1000000 | THR-FT-V-4413 | Exercise and Lubricate valves as per for
THR-FT | 45 | 1 Year - IMM Lubricate Final Tank System valves (as per Activity list) | Valves, System, Final Tanks, Group4 | THR-FT-V-GP4 | 8000000 | THR-FT-V-3141 | Exercise and Lubricate valves as per for
THR-FT | 45 | 1 Year - IMM Lubricate Final Tank System valves (as per Activity list) | Valves, System, Final Tanks, Group4 | THR-FT-V-GP4 | 5000000 | THR-FT-V-3121 | Exercise and Lubricate valves as per for
THR-FT | 45 | 1 Year - IMM Lubricate Final Tank System valves (as per Activity list) | Valves, System, Final Tanks, Group4 | THR-FT-V-GP4 | 9000000 | THR-FT-V-3142 | Exercise and Lubricate valves as per for
THR-FT | 45 | 1 Year - IMM Lubricate Final Tank System valves (as per Activity list) | Valves, System, Final Tanks, Group4 | THR-FT-V-GP4 | 6000000 | THR-FT-V-3122 | Exercise and Lubricate valves as per for
THR-FT | 45 | 1 Year - IMM Lubricate Final Tank System valves (as per Activity list) | Valves, System, Final Tanks, Group4 | THR-FT-V-GP4 | 7000000 | THR-FT-V-3124 | Exercise and Lubricate valves as per for
THR-FT | 45 | 1 Year - IMM Lubricate Final Tank System valves (as per Activity list) | Valves, System, Final Tanks, Group4 | THR-FT-V-GP4 | 10000000 | THR-FT-V-3144 | Exercise and Lubricate valves as per for
THR-FT | 45 | 1 Year - IMM Lubricate Final Tank System valves (as per Activity list) | Valves, System, Final Tanks, Group4 | THR-FT-V-GP4 | 11000000 | THR-FT-V-3120 | Exercise and Lubricate valves as per for
THR-FT | 45 | 1 Year - IMM Lubricate Final Tank System valves (as per Activity list) | Valves, System, Final Tanks, Group5 | THR-FT-V-GP5 | 2000000 | THR-FPW-V-4904 | Exercise and Lubricate valves as per for
THR-FT | 45 | 1 Year - IMM Lubricate Final Tank System valves (as per Activity list) | Valves, System, Final Tanks, Group5 | THR-FT-V-GP5 | 4000000 | THR-FPW-V-4900 | Exercise and Lubricate valves as per for
THR-FT | 45 | 1 Year - IMM Lubricate Final Tank System valves (as per Activity list) | Valves, System, Final Tanks, Group5 | THR-FT-V-GP5 | 1000000 | THR-FPW-V-4902 | Exercise and Lubricate valves as per for
THR-FT | 45 | 1 Year - IMM Lubricate Final Tank System valves (as per Activity list) | Valves, System, Final Tanks, Group5 | THR-FT-V-GP5 | 3000000 | THR-FPW-V-4908 | Exercise and Lubricate valves as per for
THR-FT | 45 | 1 Year - IMM Lubricate Final Tank System valves (as per Activity list) | Valves, System, Final Tanks, Group6 | THR-FT-V-GP6 | 2000000 | THR-FT-V-4601 | Exercise and Lubricate valves as per for
THR-FT | 45 | 1 Year - IMM Lubricate Final Tank System valves (as per Activity list) | Valves, System, Final Tanks, Group6 | THR-FT-V-GP6 | 3000000 | THR-FT-V-4602 | Exercise and Lubricate valves as per for
THR-FT | 45 | 1 Year - IMM Lubricate Final Tank System valves (as per Activity list) | Valves, System, Final Tanks, Group6 | THR-FT-V-GP6 | 5000000 | THR-FT-V-4605 | Exercise and Lubricate valves as per for
THR-FT | 45 | 1 Year - IMM Lubricate Final Tank System valves (as per Activity list) | Valves, System, Final Tanks, Group6 | THR-FT-V-GP6 | 1000000 | THR-FT-V-4600 | Exercise and Lubricate valves as per for
THR-FT | 45 | 1 Year - IMM Lubricate Final Tank System valves (as per Activity list) | Valves, System, Final Tanks, Group6 | THR-FT-V-GP6 | 4000000 | THR-FT-V-4604 | Exercise and Lubricate valves as per for
THR-FT | 45 | 1 Year - IMM Lubricate Final Tank System valves (as per Activity list) | Valves, System, Final Tanks, Group6 | THR-FT-V-GP6 | 6000000 | THR-FT-V-4607 | Exercise and Lubricate valves as per for
THR-FT | 45 | 1 Year - IMM Lubricate Final Tank System valves (as per Activity list) | Valves, System, Final Tanks, Group7 | THR-FT-V-GP7 | 2000000 | THR-FT-V-4447 | Exercise and Lubricate valves as per for
THR-FT | 45 | 1 Year - IMM Lubricate Final Tank System valves (as per Activity list) | Valves, System, Final Tanks, Group7 | THR-FT-V-GP7 | 4000000 | THR-FT-V-4450 | Exercise and Lubricate valves as per for
THR-FT | 45 | 1 Year - IMM Lubricate Final Tank System valves (as per Activity list) | Valves, System, Final Tanks, Group7 | THR-FT-V-GP7 | 5000000 | THR-FT-V-4451 | Exercise and Lubricate valves as per for
THR-FT | 45 | 1 Year - IMM Lubricate Final Tank System valves (as per Activity list) | Valves, System, Final Tanks, Group7 | THR-FT-V-GP7 | 6000000 | THR-FT-V-4453 | Exercise and Lubricate valves as per for
THR-FT | 45 | 1 Year - IMM Lubricate Final Tank System valves (as per Activity list) | Valves, System, Final Tanks, Group7 | THR-FT-V-GP7 | 1000000 | THR-FT-V-4445 | Exercise and Lubricate valves as per for
THR-FT | 45 | 1 Year - IMM Lubricate Final Tank System valves (as per Activity list) | Valves, System, Final Tanks, Group7 | THR-FT-V-GP7 | 7000000 | THR-FT-V-4454 | Exercise and Lubricate valves as per for
THR-FT | 45 | 1 Year - IMM Lubricate Final Tank System valves (as per Activity list) | Valves, System, Final Tanks, Group7 | THR-FT-V-GP7 | 3000000 | THR-FT-V-4448 | Exercise and Lubricate valves as per for
THR-FT | 45 | 1 Year - IMM Lubricate Final Tank System valves (as per Activity list) | Valves, System, Final Tanks, Group8 | THR-FT-V-GP8 | 1000000 | THR-FT-V-4456 | Exercise and Lubricate valves as per for
THR-FT | 45 | 1 Year - IMM Lubricate Final Tank System valves (as per Activity list) | Valves, System, Final Tanks, Group8 | THR-FT-V-GP8 | 2000000 | THR-FT-V-4457 | Exercise and Lubricate valves as per for
THR-FT | 45 | 1 Year - IMM Lubricate Final Tank System valves (as per Activity list) | Valves, System, Final Tanks, Group8 | THR-FT-V-GP8 | 3000000 | THR-FT-V-4459 | Exercise and Lubricate valves as per for
THR-FT | 45 | 1 Year - IMM Lubricate Final Tank System valves (as per Activity list) | Valves, System, Final Tanks, Group8 | THR-FT-V-GP8 | 4000000 | THR-FT-V-4500 | Exercise and Lubricate valves as per for
THR-FT | 45 | 1 Year - IMM Lubricate Final Tank System valves (as per Activity list) | Valves, System, Final Tanks, Group8 | THR-FT-V-GP8 | 5000000 | THR-FT-V-4502 | Exercise and Lubricate valves as per for
THR-FT | 45 | 1 Year - IMM Lubricate Final Tank System valves (as per Activity list) | Valves, System, Final Tanks, Group8 | THR-FT-V-GP8 | 7000000 | THR-FT-V-4505 | Exercise and Lubricate valves as per for
THR-FT | 45 | 1 Year - IMM Lubricate Final Tank System valves (as per Activity list) | Valves, System, Final Tanks, Group8 | THR-FT-V-GP8 | 6000000 | THR-FT-V-4503 | Exercise and Lubricate valves as per for
THR-FT | 45 | 1 Year - IMM Lubricate Final Tank System valves (as per Activity list) | Valves, System, Final Tanks, Group9 | THR-FT-V-GP9 | 1000000 | THR-FT-V-4506 | Exercise and Lubricate valves as per for
THR-FT | 45 | 1 Year - IMM Lubricate Final Tank System valves (as per Activity list) | Valves, System, Final Tanks, Group9 | THR-FT-V-GP9 | 2000000 | THR-FT-V-4508 | Exercise and Lubricate valves as per for
THR-FT | 45 | 1 Year - IMM Lubricate Final Tank System valves (as per Activity list) | Valves, System, Final Tanks, Group9 | THR-FT-V-GP9 | 4000000 | THR-FT-V-4515 | Exercise and Lubricate valves as per for
THR-FT | 45 | 1 Year - IMM Lubricate Final Tank System valves (as per Activity list) | Valves, System, Final Tanks, Group9 | THR-FT-V-GP9 | 3000000 | THR-FT-V-4509 | Exercise and Lubricate valves as per for
THR-FT | 45 | 1 Year - IMM Lubricate Final Tank System valves (as per Activity list) | Valves, System, Final Tanks, Group9 | THR-FT-V-GP9 | 5000000 | THR-FT-V-4516 | Exercise and Lubricate valves as per for
THR-FT | 45 | 1 Year - IMM Lubricate Final Tank System valves (as per Activity list) | Valves, System, Final Tanks, Group9 | THR-FT-V-GP9 | 6000000 | THR-FT-V-4517 | Exercise and Lubricate valves as per for
THR-FT | 45 | 1 Year - IMM Lubricate Final Tank System valves (as per Activity list) | Valves, System, Final Tanks, Group9 | THR-FT-V-GP9 | 7000000 | THR-FT-V-4518 | Exercise and Lubricate valves as per for
THR-FT | 46 | 1 Year - EICT, PLC, RPU functionality and operational tests (AS PER ACTIVITY LIST) | Final Tank, Remote Processor Unit, UPS & RTU | THR-FT-RPU | 3000000 | THR-FT-RPU-0009 | Visual inspection of RPUs cleanliness wiring condition PLC status fuse and breaker inspection RPU UPS status for
THR-FT | 46 | 1 Year - EICT, PLC, RPU functionality and operational tests (AS PER ACTIVITY LIST) | Final Tank, Remote Processor Unit, UPS & RTU | THR-FT-RPU | 1000000 | THR-FT-RPU-0007 | Visual inspection of RPUs cleanliness wiring condition PLC status fuse and breaker inspection RPU UPS status for
THR-FT | 46 | 1 Year - EICT, PLC, RPU functionality and operational tests (AS PER ACTIVITY LIST) | Final Tank, Remote Processor Unit, UPS & RTU | THR-FT-RPU | 5000000 | THR-FT-RPU-0011 | Visual inspection of RPUs cleanliness wiring condition PLC status fuse and breaker inspection RPU UPS status for
THR-FT | 46 | 1 Year - EICT, PLC, RPU functionality and operational tests (AS PER ACTIVITY LIST) | Final Tank, Remote Processor Unit, UPS & RTU | THR-FT-RPU | 2000000 | THR-FT-RPU-0008 | Visual inspection of RPUs cleanliness wiring condition PLC status fuse and breaker inspection RPU UPS status for
THR-FT | 46 | 1 Year - EICT, PLC, RPU functionality and operational tests (AS PER ACTIVITY LIST) | Final Tank, Remote Processor Unit, UPS & RTU | THR-FT-RPU | 8000000 | THR-FT-RPU-0024 | Visual inspection of RPUs cleanliness wiring condition PLC status fuse and breaker inspection RPU UPS status for
THR-FT | 46 | 1 Year - EICT, PLC, RPU functionality and operational tests (AS PER ACTIVITY LIST) | Final Tank, Remote Processor Unit, UPS & RTU | THR-FT-RPU | 4000000 | THR-FT-RPU-0010 | Visual inspection of RPUs cleanliness wiring condition PLC status fuse and breaker inspection RPU UPS status for
THR-FT | 46 | 1 Year - EICT, PLC, RPU functionality and operational tests (AS PER ACTIVITY LIST) | Final Tank, Remote Processor Unit, UPS & RTU | THR-FT-RPU | 9000000 | THR-FT-RPU-0100 | Visual inspection of RPUs cleanliness wiring condition PLC status fuse and breaker inspection RPU UPS status for
THR-FT | 46 | 1 Year - EICT, PLC, RPU functionality and operational tests (AS PER ACTIVITY LIST) | Final Tank, Remote Processor Unit, UPS & RTU | THR-FT-RPU | 6000000 | THR-FT-RPU-0021 | Visual inspection of RPUs cleanliness wiring condition PLC status fuse and breaker inspection RPU UPS status for
THR-FT | 46 | 1 Year - EICT, PLC, RPU functionality and operational tests (AS PER ACTIVITY LIST) | Final Tank, Remote Processor Unit, UPS & RTU | THR-FT-RPU | 10000000 | THR-FT-RPU-0300 | Visual inspection of RPUs cleanliness wiring condition PLC status fuse and breaker inspection RPU UPS status for
THR-FT | 46 | 1 Year - EICT, PLC, RPU functionality and operational tests (AS PER ACTIVITY LIST) | Final Tank, Remote Processor Unit, UPS & RTU | THR-FT-RPU | 7000000 | THR-FT-RPU-0023 | Visual inspection of RPUs cleanliness wiring condition PLC status fuse and breaker inspection RPU UPS status for
THR-FT | 46 | 1 Year - EICT, PLC, RPU functionality and operational tests (AS PER ACTIVITY LIST) | Final Tank, Remote Processor Unit, UPS & RTU | THR-FT-RPU | 11000000 | THR-FT-RPU-0500 | Visual inspection of RPUs cleanliness wiring condition PLC status fuse and breaker inspection RPU UPS status for
THR-FT | 46 | 1 Year - EICT, PLC, RPU functionality and operational tests (AS PER ACTIVITY LIST) | Final Tank, Remote Processor Unit, UPS & RTU | THR-FT-RPU | 12000000 | THR-FT-RPU-0200 | Visual inspection of RPUs cleanliness wiring condition PLC status fuse and breaker inspection RPU UPS status for
THR-FT | 46 | 1 Year - EICT, PLC, RPU functionality and operational tests (AS PER ACTIVITY LIST) | Final Tank, Remote Processor Unit, UPS & RTU | THR-FT-RPU | 13000000 | THR-FT-RPU-0200A | Visual inspection of RPUs cleanliness wiring condition PLC status fuse and breaker inspection RPU UPS status for
THR-FT | 46 | 1 Year - EICT, PLC, RPU functionality and operational tests (AS PER ACTIVITY LIST) | Final Tank, Remote Processor Unit, UPS & RTU | THR-FT-RPU | 14000000 | THR-FT-RPU-0400 | Visual inspection of RPUs cleanliness wiring condition PLC status fuse and breaker inspection RPU UPS status for
THR-FT | 46 | 1 Year - EICT, PLC, RPU functionality and operational tests (AS PER ACTIVITY LIST) | Final Tank, Remote Processor Unit, UPS & RTU | THR-FT-RPU | 15000000 | THR-FT-RPU-0400A | Visual inspection of RPUs cleanliness wiring condition PLC status fuse and breaker inspection RPU UPS status for
THR-FT | 47 | 3M-IMM Air release Valve Maintenance, (as per list of Activities) | Valves, RAS Pumping | THR-FT-V-R | 5000000 | THR-FT-V-4494 | Air release Valve Maintenance for
THR-FT | 47 | 3M-IMM Air release Valve Maintenance, (as per list of Activities) | Valves, RAS Pumping | THR-FT-V-R | 1000000 | THR-FT-V-4490 | Air release Valve Maintenance for
THR-FT | 47 | 3M-IMM Air release Valve Maintenance, (as per list of Activities) | Valves, RAS Pumping | THR-FT-V-R | 6000000 | THR-FT-V-4495 | Air release Valve Maintenance for
THR-FT | 47 | 3M-IMM Air release Valve Maintenance, (as per list of Activities) | Valves, RAS Pumping | THR-FT-V-R | 2000000 | THR-FT-V-4491 | Air release Valve Maintenance for
THR-FT | 47 | 3M-IMM Air release Valve Maintenance, (as per list of Activities) | Valves, RAS Pumping | THR-FT-V-R | 7000000 | THR-FT-V-4496 | Air release Valve Maintenance for
THR-FT | 47 | 3M-IMM Air release Valve Maintenance, (as per list of Activities) | Valves, RAS Pumping | THR-FT-V-R | 3000000 | THR-FT-V-4492 | Air release Valve Maintenance for
THR-FT | 47 | 3M-IMM Air release Valve Maintenance, (as per list of Activities) | Valves, RAS Pumping | THR-FT-V-R | 8000000 | THR-FT-V-4497 | Air release Valve Maintenance for
THR-FT | 47 | 3M-IMM Air release Valve Maintenance, (as per list of Activities) | Valves, RAS Pumping | THR-FT-V-R | 4000000 | THR-FT-V-4493 | Air release Valve Maintenance for
THR-FT | 47 | 3M-IMM Air release Valve Maintenance, (as per list of Activities) | Valves, RAS Pumping | THR-FT-V-R | 9000000 | THR-FT-V-4498 | Air release Valve Maintenance for
THR-FT | 47 | 3M-IMM Air release Valve Maintenance, (as per list of Activities) | Valves, RAS Pumping | THR-FT-V-R | 10000000 | THR-FT-V-4499 | Air release Valve Maintenance for
THR-FT | 47 | 3M-IMM Air release Valve Maintenance, (as per list of Activities) | Valves, WAS Pumping | THR-FT-V-W | 1000000 | THR-FT-V-4520 | Air release Valve Maintenance for
THR-FT | 47 | 3M-IMM Air release Valve Maintenance, (as per list of Activities) | Valves, WAS Pumping | THR-FT-V-W | 6000000 | THR-FT-V-4525 | Air release Valve Maintenance for
THR-FT | 47 | 3M-IMM Air release Valve Maintenance, (as per list of Activities) | Valves, WAS Pumping | THR-FT-V-W | 2000000 | THR-FT-V-4521 | Air release Valve Maintenance for
THR-FT | 47 | 3M-IMM Air release Valve Maintenance, (as per list of Activities) | Valves, WAS Pumping | THR-FT-V-W | 3000000 | THR-FT-V-4522 | Air release Valve Maintenance for
THR-FT | 47 | 3M-IMM Air release Valve Maintenance, (as per list of Activities) | Valves, WAS Pumping | THR-FT-V-W | 4000000 | THR-FT-V-4523 | Air release Valve Maintenance for
THR-FT | 47 | 3M-IMM Air release Valve Maintenance, (as per list of Activities) | Valves, WAS Pumping | THR-FT-V-W | 5000000 | THR-FT-V-4524 | Air release Valve Maintenance for
THR-FT | 48 | Quarterly - IMM Scum & sludge collector South (New) Hydraulic Filter and Oil level inspection (as per Activity list) | Collector Mechanism, Square Final Tanks - South | THR-FT-CM-S | 3000000 | THR-FT-CM-1032 | Yearly Inspection of Scum and Sludge Collector for
THR-FT | 48 | Quarterly - IMM Scum & sludge collector South (New) Hydraulic Filter and Oil level inspection (as per Activity list) | Collector Mechanism, Square Final Tanks - South | THR-FT-CM-S | 1000000 | THR-FT-CM-1012 | Yearly Inspection of Scum and Sludge Collector for
THR-FT | 48 | Quarterly - IMM Scum & sludge collector South (New) Hydraulic Filter and Oil level inspection (as per Activity list) | Collector Mechanism, Square Final Tanks - South | THR-FT-CM-S | 5000000 | THR-FT-CM-1052 | Yearly Inspection of Scum and Sludge Collector for
THR-FT | 48 | Quarterly - IMM Scum & sludge collector South (New) Hydraulic Filter and Oil level inspection (as per Activity list) | Collector Mechanism, Square Final Tanks - South | THR-FT-CM-S | 2000000 | THR-FT-CM-1022 | Yearly Inspection of Scum and Sludge Collector for
THR-FT | 48 | Quarterly - IMM Scum & sludge collector South (New) Hydraulic Filter and Oil level inspection (as per Activity list) | Collector Mechanism, Square Final Tanks - South | THR-FT-CM-S | 6000000 | THR-FT-CM-1062 | Yearly Inspection of Scum and Sludge Collector for
THR-FT | 48 | Quarterly - IMM Scum & sludge collector South (New) Hydraulic Filter and Oil level inspection (as per Activity list) | Collector Mechanism, Square Final Tanks - South | THR-FT-CM-S | 4000000 | THR-FT-CM-1042 | Yearly Inspection of Scum and Sludge Collector for
THR-FT | 48 | Quarterly - IMM Scum & sludge collector South (New) Hydraulic Filter and Oil level inspection (as per Activity list) | Collector Mechanism, Square Final Tanks - South | THR-FT-CM-S | 8000000 | THR-FT-CM-1082 | Yearly Inspection of Scum and Sludge Collector for
THR-FT | 48 | Quarterly - IMM Scum & sludge collector South (New) Hydraulic Filter and Oil level inspection (as per Activity list) | Collector Mechanism, Square Final Tanks - South | THR-FT-CM-S | 7000000 | THR-FT-CM-1072 | Yearly Inspection of Scum and Sludge Collector for
THR-FT | 48 | Quarterly - IMM Scum & sludge collector South (New) Hydraulic Filter and Oil level inspection (as per Activity list) | Collector Mechanism, Square Final Tanks - South | THR-FT-CM-S | 10000000 | THR-FT-CM-1102 | Yearly Inspection of Scum and Sludge Collector for
THR-FT | 48 | Quarterly - IMM Scum & sludge collector South (New) Hydraulic Filter and Oil level inspection (as per Activity list) | Collector Mechanism, Square Final Tanks - South | THR-FT-CM-S | 9000000 | THR-FT-CM-1092 | Yearly Inspection of Scum and Sludge Collector for
THR-FT | 48 | Quarterly - IMM Scum & sludge collector South (New) Hydraulic Filter and Oil level inspection (as per Activity list) | Collector Mechanism, Square Final Tanks - South | THR-FT-CM-S | 12000000 | THR-FT-CM-1122 | Yearly Inspection of Scum and Sludge Collector for
THR-FT | 48 | Quarterly - IMM Scum & sludge collector South (New) Hydraulic Filter and Oil level inspection (as per Activity list) | Collector Mechanism, Square Final Tanks - South | THR-FT-CM-S | 11000000 | THR-FT-CM-1112 | Yearly Inspection of Scum and Sludge Collector for
THR-FT | 51 | Yearly- Contractor/IMM South Collector Mechanism Oil Analysis | Collector Mechanism, Square Final Tanks - South | THR-FT-CM-S | 2000000 | THR-FT-CM-1022 | Oli sample collection for Main Gear and Planetary gear Box of
THR-FT | 51 | Yearly- Contractor/IMM South Collector Mechanism Oil Analysis | Collector Mechanism, Square Final Tanks - South | THR-FT-CM-S | 1000000 | THR-FT-CM-1012 | Oli sample collection for Main Gear and Planetary gear Box of
THR-FT | 51 | Yearly- Contractor/IMM South Collector Mechanism Oil Analysis | Collector Mechanism, Square Final Tanks - South | THR-FT-CM-S | 3000000 | THR-FT-CM-1032 | Oli sample collection for Main Gear and Planetary gear Box of
THR-FT | 51 | Yearly- Contractor/IMM South Collector Mechanism Oil Analysis | Collector Mechanism, Square Final Tanks - South | THR-FT-CM-S | 4000000 | THR-FT-CM-1042 | Oli sample collection for Main Gear and Planetary gear Box of
THR-FT | 51 | Yearly- Contractor/IMM South Collector Mechanism Oil Analysis | Collector Mechanism, Square Final Tanks - South | THR-FT-CM-S | 5000000 | THR-FT-CM-1052 | Oli sample collection for Main Gear and Planetary gear Box of
THR-FT | 51 | Yearly- Contractor/IMM South Collector Mechanism Oil Analysis | Collector Mechanism, Square Final Tanks - South | THR-FT-CM-S | 9000000 | THR-FT-CM-1092 | Oli sample collection for Main Gear and Planetary gear Box of
THR-FT | 51 | Yearly- Contractor/IMM South Collector Mechanism Oil Analysis | Collector Mechanism, Square Final Tanks - South | THR-FT-CM-S | 6000000 | THR-FT-CM-1062 | Oli sample collection for Main Gear and Planetary gear Box of
THR-FT | 51 | Yearly- Contractor/IMM South Collector Mechanism Oil Analysis | Collector Mechanism, Square Final Tanks - South | THR-FT-CM-S | 10000000 | THR-FT-CM-1102 | Oli sample collection for Main Gear and Planetary gear Box of
THR-FT | 51 | Yearly- Contractor/IMM South Collector Mechanism Oil Analysis | Collector Mechanism, Square Final Tanks - South | THR-FT-CM-S | 7000000 | THR-FT-CM-1072 | Oli sample collection for Main Gear and Planetary gear Box of
THR-FT | 51 | Yearly- Contractor/IMM South Collector Mechanism Oil Analysis | Collector Mechanism, Square Final Tanks - South | THR-FT-CM-S | 11000000 | THR-FT-CM-1112 | Oli sample collection for Main Gear and Planetary gear Box of
THR-FT | 51 | Yearly- Contractor/IMM South Collector Mechanism Oil Analysis | Collector Mechanism, Square Final Tanks - South | THR-FT-CM-S | 8000000 | THR-FT-CM-1082 | Oli sample collection for Main Gear and Planetary gear Box of
THR-FT | 51 | Yearly- Contractor/IMM South Collector Mechanism Oil Analysis | Collector Mechanism, Square Final Tanks - South | THR-FT-CM-S | 12000000 | THR-FT-CM-1122 | Oli sample collection for Main Gear and Planetary gear Box of
THR-FT | 54 | Bi-Weekly- Plant Technician South RAS Pump Vent Flushing (AS PER ACTIVITY LIST) | Final Tank, Return Activated Sludge Pumping | THR-FT-RAS-P | 1000000 | THR-FT-P-4401 | RAS Pump vent flushing as per for
THR-FT | 54 | Bi-Weekly- Plant Technician South RAS Pump Vent Flushing (AS PER ACTIVITY LIST) | Final Tank, Return Activated Sludge Pumping | THR-FT-RAS-P | 5000000 | THR-FT-P-4405 | RAS Pump vent flushing as per for
THR-FT | 54 | Bi-Weekly- Plant Technician South RAS Pump Vent Flushing (AS PER ACTIVITY LIST) | Final Tank, Return Activated Sludge Pumping | THR-FT-RAS-P | 2000000 | THR-FT-P-4402 | RAS Pump vent flushing as per for
THR-FT | 54 | Bi-Weekly- Plant Technician South RAS Pump Vent Flushing (AS PER ACTIVITY LIST) | Final Tank, Return Activated Sludge Pumping | THR-FT-RAS-P | 3000000 | THR-FT-P-4403 | RAS Pump vent flushing as per for
THR-FT | 54 | Bi-Weekly- Plant Technician South RAS Pump Vent Flushing (AS PER ACTIVITY LIST) | Final Tank, Return Activated Sludge Pumping | THR-FT-RAS-P | 4000000 | THR-FT-P-4404 | RAS Pump vent flushing as per for
THR-GRK | 7 | 6 Months - WTP Inspection of Portable ladders | Ladder, Portable, WA2 | THR-GRK-LAD-WA2 | 3000000 | THR-GRK-LAD-0005 | Print copy of Ladder Inspection Checklist for Activities
THR-GRK | 7 | 6 Months - WTP Inspection of Portable ladders | Ladder, Portable, WA2 | THR-GRK-LAD-WA2 | 1000000 | THR-GRK-LAD-0002 | Print copy of Ladder Inspection Checklist for Activities
THR-GRK | 7 | 6 Months - WTP Inspection of Portable ladders | Ladder, Portable, WA2 | THR-GRK-LAD-WA2 | 4000000 | THR-GRK-LAD-0006 | Print copy of Ladder Inspection Checklist for Activities
THR-GRK | 7 | 6 Months - WTP Inspection of Portable ladders | Ladder, Portable, WA2 | THR-GRK-LAD-WA2 | 2000000 | THR-GRK-LAD-0004A | Print copy of Ladder Inspection Checklist for Activities
THR-GRK | 7 | 6 Months - WTP Inspection of Portable ladders | Ladder, Portable, WA2 | THR-GRK-LAD-WA2 | 5000000 | THR-GRK-LAD-0007 | Print copy of Ladder Inspection Checklist for Activities
THR-GRK | 7 | 6 Months - WTP Inspection of Portable ladders | Ladder, Portable, WA2 | THR-GRK-LAD-WA2 | 7000000 | THR-GRK-LAD-0009 | Print copy of Ladder Inspection Checklist for Activities
THR-GRK | 7 | 6 Months - WTP Inspection of Portable ladders | Ladder, Portable, WA2 | THR-GRK-LAD-WA2 | 6000000 | THR-GRK-LAD-0008 | Print copy of Ladder Inspection Checklist for Activities
THR-GRK | 7 | 6 Months - WTP Inspection of Portable ladders | Ladder, Portable, WA2 | THR-GRK-LAD-WA2 | 8000000 | THR-GRK-LAD-0010 | Print copy of Ladder Inspection Checklist for Activities
THR-GRK | 7 | 6 Months - WTP Inspection of Portable ladders | Ladder, Portable, WA2 | THR-GRK-LAD-WA2 | 10000000 | THR-GRK-LAD-0013 | Print copy of Ladder Inspection Checklist for Activities
THR-GRK | 7 | 6 Months - WTP Inspection of Portable ladders | Ladder, Portable, WA2 | THR-GRK-LAD-WA2 | 9000000 | THR-GRK-LAD-0011 | Print copy of Ladder Inspection Checklist for Activities
THR-GRK | 7 | 6 Months - WTP Inspection of Portable ladders | Ladder, Portable, WA2 | THR-GRK-LAD-WA2 | 13000000 | THR-GRK-LAD-0017 | Print copy of Ladder Inspection Checklist for Activities
THR-GRK | 7 | 6 Months - WTP Inspection of Portable ladders | Ladder, Portable, WA2 | THR-GRK-LAD-WA2 | 11000000 | THR-GRK-LAD-0014 | Print copy of Ladder Inspection Checklist for Activities
THR-GRK | 7 | 6 Months - WTP Inspection of Portable ladders | Ladder, Portable, WA2 | THR-GRK-LAD-WA2 | 25000000 | THR-GRK-LAD-0032 | Print copy of Ladder Inspection Checklist for Activities
THR-GRK | 7 | 6 Months - WTP Inspection of Portable ladders | Ladder, Portable, WA2 | THR-GRK-LAD-WA2 | 12000000 | THR-GRK-LAD-0015 | Print copy of Ladder Inspection Checklist for Activities
THR-GRK | 7 | 6 Months - WTP Inspection of Portable ladders | Ladder, Portable, WA2 | THR-GRK-LAD-WA2 | 27000000 | THR-GRK-LAD-0034 | Print copy of Ladder Inspection Checklist for Activities
THR-GRK | 7 | 6 Months - WTP Inspection of Portable ladders | Ladder, Portable, WA2 | THR-GRK-LAD-WA2 | 14000000 | THR-GRK-LAD-0019 | Print copy of Ladder Inspection Checklist for Activities
THR-GRK | 7 | 6 Months - WTP Inspection of Portable ladders | Ladder, Portable, WA2 | THR-GRK-LAD-WA2 | 28000000 | THR-GRK-LAD-0035 | Print copy of Ladder Inspection Checklist for Activities
THR-GRK | 7 | 6 Months - WTP Inspection of Portable ladders | Ladder, Portable, WA2 | THR-GRK-LAD-WA2 | 15000000 | THR-GRK-LAD-0020 | Print copy of Ladder Inspection Checklist for Activities
THR-GRK | 7 | 6 Months - WTP Inspection of Portable ladders | Ladder, Portable, WA2 | THR-GRK-LAD-WA2 | 30000000 | THR-GRK-LAD-0037 | Print copy of Ladder Inspection Checklist for Activities
THR-GRK | 7 | 6 Months - WTP Inspection of Portable ladders | Ladder, Portable, WA2 | THR-GRK-LAD-WA2 | 16000000 | THR-GRK-LAD-0023 | Print copy of Ladder Inspection Checklist for Activities
THR-GRK | 7 | 6 Months - WTP Inspection of Portable ladders | Ladder, Portable, WA2 | THR-GRK-LAD-WA2 | 33000000 | THR-GRK-LAD-0040 | Print copy of Ladder Inspection Checklist for Activities
THR-GRK | 7 | 6 Months - WTP Inspection of Portable ladders | Ladder, Portable, WA2 | THR-GRK-LAD-WA2 | 17000000 | THR-GRK-LAD-0024 | Print copy of Ladder Inspection Checklist for Activities
THR-GRK | 7 | 6 Months - WTP Inspection of Portable ladders | Ladder, Portable, WA2 | THR-GRK-LAD-WA2 | 34000000 | THR-GRK-LAD-0041 | Print copy of Ladder Inspection Checklist for Activities
THR-GRK | 7 | 6 Months - WTP Inspection of Portable ladders | Ladder, Portable, WA2 | THR-GRK-LAD-WA2 | 18000000 | THR-GRK-LAD-0025 | Print copy of Ladder Inspection Checklist for Activities
THR-GRK | 7 | 6 Months - WTP Inspection of Portable ladders | Ladder, Portable, WA2 | THR-GRK-LAD-WA2 | 37000000 | THR-GRK-LAD-0003 | Print copy of Ladder Inspection Checklist for Activities
THR-GRK | 7 | 6 Months - WTP Inspection of Portable ladders | Ladder, Portable, WA2 | THR-GRK-LAD-WA2 | 19000000 | THR-GRK-LAD-0026 | Print copy of Ladder Inspection Checklist for Activities
THR-GRK | 7 | 6 Months - WTP Inspection of Portable ladders | Ladder, Portable, WA2 | THR-GRK-LAD-WA2 | 20000000 | THR-GRK-LAD-0027 | Print copy of Ladder Inspection Checklist for Activities
THR-GRK | 7 | 6 Months - WTP Inspection of Portable ladders | Ladder, Portable, WA2 | THR-GRK-LAD-WA2 | 21000000 | THR-GRK-LAD-0028 | Print copy of Ladder Inspection Checklist for Activities
THR-GRK | 7 | 6 Months - WTP Inspection of Portable ladders | Ladder, Portable, WA2 | THR-GRK-LAD-WA2 | 22000000 | THR-GRK-LAD-0029 | Print copy of Ladder Inspection Checklist for Activities
THR-GRK | 7 | 6 Months - WTP Inspection of Portable ladders | Ladder, Portable, WA2 | THR-GRK-LAD-WA2 | 23000000 | THR-GRK-LAD-0030 | Print copy of Ladder Inspection Checklist for Activities
THR-GRK | 7 | 6 Months - WTP Inspection of Portable ladders | Ladder, Portable, WA2 | THR-GRK-LAD-WA2 | 24000000 | THR-GRK-LAD-0031 | Print copy of Ladder Inspection Checklist for Activities
THR-GRK | 7 | 6 Months - WTP Inspection of Portable ladders | Ladder, Portable, WA2 | THR-GRK-LAD-WA2 | 26000000 | THR-GRK-LAD-0033 | Print copy of Ladder Inspection Checklist for Activities
THR-GRK | 7 | 6 Months - WTP Inspection of Portable ladders | Ladder, Portable, WA2 | THR-GRK-LAD-WA2 | 29000000 | THR-GRK-LAD-0036 | Print copy of Ladder Inspection Checklist for Activities
THR-GRK | 7 | 6 Months - WTP Inspection of Portable ladders | Ladder, Portable, WA2 | THR-GRK-LAD-WA2 | 31000000 | THR-GRK-LAD-0038 | Print copy of Ladder Inspection Checklist for Activities
THR-GRK | 7 | 6 Months - WTP Inspection of Portable ladders | Ladder, Portable, WA2 | THR-GRK-LAD-WA2 | 32000000 | THR-GRK-LAD-0039 | Print copy of Ladder Inspection Checklist for Activities
THR-GRK | 7 | 6 Months - WTP Inspection of Portable ladders | Ladder, Portable, WA2 | THR-GRK-LAD-WA2 | 35000000 | THR-GRK-LAD-0042 | Print copy of Ladder Inspection Checklist for Activities
THR-GRK | 7 | 6 Months - WTP Inspection of Portable ladders | Ladder, Portable, WA2 | THR-GRK-LAD-WA2 | 36000000 | THR-GRK-LAD-0043 | Print copy of Ladder Inspection Checklist for Activities
THR-GRK | 7 | 6 Months - WTP Inspection of Portable ladders | Ladder, Portable, WA3 | THR-GRK-LAD-WA3 | 1000000 | THR-GRK-LAD-0044 | Print copy of Ladder Inspection Checklist for Activities
THR-GRK | 7 | 6 Months - WTP Inspection of Portable ladders | Ladder, Portable, WA3 | THR-GRK-LAD-WA3 | 2000000 | THR-GRK-LAD-0045 | Print copy of Ladder Inspection Checklist for Activities
THR-GRK | 7 | 6 Months - WTP Inspection of Portable ladders | Ladder, Portable, WA3 | THR-GRK-LAD-WA3 | 3000000 | THR-GRK-LAD-0046 | Print copy of Ladder Inspection Checklist for Activities
THR-GRK | 9 | Yearly - CONTRACTOR Fork lift inspection | Fork Lift, HYSTER50, , Unlicensed, WA1 | THR-GRK-VEH-329045 | 1000000 | THR-GRK-VEH-329045 | Annual inspection of fork lift
THR-GRK | 9 | Yearly - CONTRACTOR Fork lift inspection | Fork Lift, HYSTER50, , Unlicensed, WA1 | THR-GRK-VEH-329045 | 2000000 | THR-GRK-VEH-329053 | Annual inspection of fork lift
THR-GRK | 15 | Monthly-Perimeter Fencing Inspection by EHS Field Rep(Construction) | Perimeter Security Fencing around Humber Treatment Plant | THR-GRK-FE | 1000000 | THR-GRK-FE-N | Undertake Inspection of Perimeter Fencing to check Structural Integrity for
THR-GRK | 15 | Monthly-Perimeter Fencing Inspection by EHS Field Rep(Construction) | Perimeter Security Fencing around Humber Treatment Plant | THR-GRK-FE | 3000000 | THR-GRK-FE-E | Undertake Inspection of Perimeter Fencing to check Structural Integrity for
THR-GRK | 15 | Monthly-Perimeter Fencing Inspection by EHS Field Rep(Construction) | Perimeter Security Fencing around Humber Treatment Plant | THR-GRK-FE | 2000000 | THR-GRK-FE-S | Undertake Inspection of Perimeter Fencing to check Structural Integrity for
THR-GRK | 15 | Monthly-Perimeter Fencing Inspection by EHS Field Rep(Construction) | Perimeter Security Fencing around Humber Treatment Plant | THR-GRK-FE | 4000000 | THR-GRK-FE-W | Undertake Inspection of Perimeter Fencing to check Structural Integrity for
THR-HWB | 5 | 2 Months - IMM Primary loop hot water pump gland water and by-pass filters replacement (AS PER ACTIVITY LIST) | Hot Water System, Heating and Air Conditioning | THR-ACC-HW | 1000000 | THR-ACC-P-2101 | Replace hot water recirculating pump bypass filter
THR-HWB | 5 | 2 Months - IMM Primary loop hot water pump gland water and by-pass filters replacement (AS PER ACTIVITY LIST) | Hot Water System, Heating and Air Conditioning | THR-ACC-HW | 3000000 | THR-ACC-P-2301 | Replace hot water recirculating pump bypass filter
THR-HWB | 5 | 2 Months - IMM Primary loop hot water pump gland water and by-pass filters replacement (AS PER ACTIVITY LIST) | Hot Water System, Heating and Air Conditioning | THR-ACC-HW | 2000000 | THR-ACC-P-2201 | Replace hot water recirculating pump bypass filter
THR-HWB | 5 | 2 Months - IMM Primary loop hot water pump gland water and by-pass filters replacement (AS PER ACTIVITY LIST) | Hot Water System, Heating and Air Conditioning | THR-ACC-HW | 5000000 | THR-ACC-P-2501 | Replace hot water recirculating pump bypass filter
THR-HWB | 5 | 2 Months - IMM Primary loop hot water pump gland water and by-pass filters replacement (AS PER ACTIVITY LIST) | Hot Water System, Heating and Air Conditioning | THR-ACC-HW | 4000000 | THR-ACC-P-2401 | Replace hot water recirculating pump bypass filter
THR-HWB | 5 | 2 Months - IMM Primary loop hot water pump gland water and by-pass filters replacement (AS PER ACTIVITY LIST) | Hot Water System, Heating and Air Conditioning | THR-ACC-HW | 6000000 | THR-ACC-P-2601 | Replace hot water recirculating pump bypass filter
THR-HWB | 6 | 6 Months - EICT Digester/Natural gas flow control valves and actuator verification | Valve, Pressure Control, NG Valve Train, Boiler 1301, Plant Central Hot Water System, Hot Water Boilers | THR-NGS-V-1305 | 1000000 | THR-NGS-V-1305 | Verification check of the hot water boiler digesternatural gas flow control valve actuator
THR-HWB | 6 | 6 Months - EICT Digester/Natural gas flow control valves and actuator verification | Valve, Pressure Control, NG Valve Train, Boiler 1301, Plant Central Hot Water System, Hot Water Boilers | THR-NGS-V-1305 | 3000000 | THR-ACC-V-1310 | Verification check of the hot water boiler digesternatural gas flow control valve actuator
THR-HWB | 6 | 6 Months - EICT Digester/Natural gas flow control valves and actuator verification | Valve, Pressure Control, NG Valve Train, Boiler 1401, Plant Central Hot Water System, Hot Water Boilers | THR-NGS-V-1405 | 1000000 | THR-NGS-V-1405 | Verification check of the hot water boiler digesternatural gas flow control valve actuator
THR-HWB | 6 | 6 Months - EICT Digester/Natural gas flow control valves and actuator verification | Valve, Pressure Control, NG Valve Train, Boiler 1401, Plant Central Hot Water System, Hot Water Boilers | THR-NGS-V-1405 | 3000000 | THR-ACC-V-1410 | Verification check of the hot water boiler digesternatural gas flow control valve actuator
THR-HWB | 6 | 6 Months - EICT Digester/Natural gas flow control valves and actuator verification | Valve, Pressure Control, NG Valve Train, Boiler 1501, Plant Central Hot Water System, Hot Water Boilers | THR-NGS-V-1505 | 1000000 | THR-NGS-V-1505 | Verification check of the hot water boiler digesternatural gas flow control valve actuator
THR-HWB | 6 | 6 Months - EICT Digester/Natural gas flow control valves and actuator verification | Valve, Pressure Control, NG Valve Train, Boiler 1501, Plant Central Hot Water System, Hot Water Boilers | THR-NGS-V-1505 | 3000000 | THR-ACC-V-1510 | Verification check of the hot water boiler digesternatural gas flow control valve actuator
THR-HWB | 6 | 6 Months - EICT Digester/Natural gas flow control valves and actuator verification | Valve, Pressure Control, NG Valve Train, Boiler 1601, Plant Central Hot Water System, Hot Water Boilers | THR-NGS-V-1605 | 1000000 | THR-NGS-V-1605 | Verification check of the hot water boiler digesternatural gas flow control valve actuator
THR-HWB | 6 | 6 Months - EICT Digester/Natural gas flow control valves and actuator verification | Valve, Pressure Control, NG Valve Train, Boiler 1601, Plant Central Hot Water System, Hot Water Boilers | THR-NGS-V-1605 | 3000000 | THR-ACC-V-1610 | Verification check of the hot water boiler digesternatural gas flow control valve actuator
THR-HWB | 6 | 6 Months - EICT Digester/Natural gas flow control valves and actuator verification | Valve, Pressure Control, NG Valve Train, Boiler 1701, Plant Central Hot Water System, Hot Water Boilers | THR-NGS-V-1705 | 3000000 | THR-ACC-V-1710 | Verification check of the hot water boiler digesternatural gas flow control valve actuator
THR-HWB | 6 | 6 Months - EICT Digester/Natural gas flow control valves and actuator verification | Valve, Pressure Control, NG Valve Train, Boiler 1701, Plant Central Hot Water System, Hot Water Boilers | THR-NGS-V-1705 | 1000000 | THR-NGS-V-1705 | Verification check of the hot water boiler digesternatural gas flow control valve actuator
THR-JHSC | 2 | WA2; February ; Joint Health & Safety Committee Inspection | Joint Health & Safety Committee WA2 | THR-JHSC-WA2 | 1000000 | THR-JHSC-GRIT | Joint Health and Safety Committee inspection of the workplace under the OHS Act and Regulationsfor
THR-JHSC | 2 | WA2; February ; Joint Health & Safety Committee Inspection | Joint Health & Safety Committee WA2 | THR-JHSC-WA2 | 2000000 | THR-JHSC-HH | Joint Health and Safety Committee inspection of the workplace under the OHS Act and Regulationsfor
THR-JHSC | 3 | WA3;March ; Joint Health & Safety Committee Inspection | Joint Health & Safety Committee WA3 | THR-JHSC-WA3 | 1000000 | THR-JHSC-ADM | Joint Health and Safety Committee inspection of the workplace under the OHS Act and Regulations for
THR-JHSC | 3 | WA3;March ; Joint Health & Safety Committee Inspection | Joint Health & Safety Committee WA3 | THR-JHSC-WA3 | 4000000 | THR-JHSC-GRITMCC | Joint Health and Safety Committee inspection of the workplace under the OHS Act and Regulations for
THR-JHSC | 3 | WA3;March ; Joint Health & Safety Committee Inspection | Joint Health & Safety Committee WA3 | THR-JHSC-WA3 | 2000000 | THR-JHSC-ADMSG | Joint Health and Safety Committee inspection of the workplace under the OHS Act and Regulations for
THR-JHSC | 3 | WA3;March ; Joint Health & Safety Committee Inspection | Joint Health & Safety Committee WA3 | THR-JHSC-WA3 | 5000000 | THR-JHSC-BLR | Joint Health and Safety Committee inspection of the workplace under the OHS Act and Regulations for
THR-JHSC | 3 | WA3;March ; Joint Health & Safety Committee Inspection | Joint Health & Safety Committee WA3 | THR-JHSC-WA3 | 3000000 | THR-JHSC-HHMCC | Joint Health and Safety Committee inspection of the workplace under the OHS Act and Regulations for
THR-JHSC | 3 | WA3;March ; Joint Health & Safety Committee Inspection | Joint Health & Safety Committee WA3 | THR-JHSC-WA3 | 6000000 | THR-JHSC-HWT | Joint Health and Safety Committee inspection of the workplace under the OHS Act and Regulations for
THR-JHSC | 4 | WA4; April ; Joint Health & Safety Committee Inspection | Joint Health & Safety Committee WA4 | THR-JHSC-WA4 | 1000000 | THR-JHSC-SFST | Joint Health and Safety Committee inspection of the workplace under the OHS Act and Regulations for
THR-JHSC | 4 | WA4; April ; Joint Health & Safety Committee Inspection | Joint Health & Safety Committee WA4 | THR-JHSC-WA4 | 2000000 | THR-JHSC-RSPS | Joint Health and Safety Committee inspection of the workplace under the OHS Act and Regulations for
THR-JHSC | 7 | WA3; July ; Joint Health & Safety Committee Inspection | Joint Health & Safety Committee WA3 | THR-JHSC-WA3 | 1000000 | THR-JHSC-STBMCC | Joint Health and Safety Committee inspection of the workplace under the OHS Act and Regulations for
THR-JHSC | 7 | WA3; July ; Joint Health & Safety Committee Inspection | Joint Health & Safety Committee WA3 | THR-JHSC-WA3 | 4000000 | THR-JHSC-PSMCC | Joint Health and Safety Committee inspection of the workplace under the OHS Act and Regulations for
THR-JHSC | 7 | WA3; July ; Joint Health & Safety Committee Inspection | Joint Health & Safety Committee WA3 | THR-JHSC-WA3 | 2000000 | THR-JHSC-DMCC | Joint Health and Safety Committee inspection of the workplace under the OHS Act and Regulations for
THR-JHSC | 7 | WA3; July ; Joint Health & Safety Committee Inspection | Joint Health & Safety Committee WA3 | THR-JHSC-WA3 | 5000000 | THR-JHSC-WSS | Joint Health and Safety Committee inspection of the workplace under the OHS Act and Regulations for
THR-JHSC | 7 | WA3; July ; Joint Health & Safety Committee Inspection | Joint Health & Safety Committee WA3 | THR-JHSC-WA3 | 3000000 | THR-JHSC-GCMCC | Joint Health and Safety Committee inspection of the workplace under the OHS Act and Regulations for
THR-JHSC | 7 | WA3; July ; Joint Health & Safety Committee Inspection | Joint Health & Safety Committee WA3 | THR-JHSC-WA3 | 6000000 | THR-JHSC-DISMCC | Joint Health and Safety Committee inspection of the workplace under the OHS Act and Regulations for
THR-JHSC | 8 | WA4; August ; Joint Health & Safety Committee Inspection | Joint Health & Safety Committee WA4 | THR-JHSC-WA4 | 1000000 | THR-JHSC-DIS | Joint Health and Safety Committee inspection of the workplace under the OHS Act and Regulations for
THR-JHSC | 8 | WA4; August ; Joint Health & Safety Committee Inspection | Joint Health & Safety Committee WA4 | THR-JHSC-WA4 | 2000000 | THR-JHSC-NFST | Joint Health and Safety Committee inspection of the workplace under the OHS Act and Regulations for
THR-JHSC | 11 | WA3; November ; Joint Health & Safety Committee Inspection | Joint Health & Safety Committee WA3 | THR-JHSC-WA3 | 4000000 | THR-JHSC-HPBB | Joint Health and Safety Committee inspection of the workplace under the OHS Act and Regulations for
THR-JHSC | 11 | WA3; November ; Joint Health & Safety Committee Inspection | Joint Health & Safety Committee WA3 | THR-JHSC-WA3 | 1000000 | THR-JHSC-ACB | Joint Health and Safety Committee inspection of the workplace under the OHS Act and Regulations for
THR-JHSC | 11 | WA3; November ; Joint Health & Safety Committee Inspection | Joint Health & Safety Committee WA3 | THR-JHSC-WA3 | 5000000 | THR-JHSC-NSS | Joint Health and Safety Committee inspection of the workplace under the OHS Act and Regulations for
THR-JHSC | 11 | WA3; November ; Joint Health & Safety Committee Inspection | Joint Health & Safety Committee WA3 | THR-JHSC-WA3 | 2000000 | THR-JHSC-EMMCC | Joint Health and Safety Committee inspection of the workplace under the OHS Act and Regulations for
THR-JHSC | 11 | WA3; November ; Joint Health & Safety Committee Inspection | Joint Health & Safety Committee WA3 | THR-JHSC-WA3 | 7000000 | THR-JHSC-T2123 | Joint Health and Safety Committee inspection of the workplace under the OHS Act and Regulations for
THR-JHSC | 11 | WA3; November ; Joint Health & Safety Committee Inspection | Joint Health & Safety Committee WA3 | THR-JHSC-WA3 | 3000000 | THR-JHSC-FCMCC | Joint Health and Safety Committee inspection of the workplace under the OHS Act and Regulations for
THR-JHSC | 11 | WA3; November ; Joint Health & Safety Committee Inspection | Joint Health & Safety Committee WA3 | THR-JHSC-WA3 | 8000000 | THR-JHSC-STBMCC | Joint Health and Safety Committee inspection of the workplace under the OHS Act and Regulations for
THR-JHSC | 11 | WA3; November ; Joint Health & Safety Committee Inspection | Joint Health & Safety Committee WA3 | THR-JHSC-WA3 | 6000000 | THR-JHSC-RSPS | Joint Health and Safety Committee inspection of the workplace under the OHS Act and Regulations for
THR-JHSC | 11 | WA3; November ; Joint Health & Safety Committee Inspection | Joint Health & Safety Committee WA3 | THR-JHSC-WA3 | 9000000 | THR-JHSC-EPSMCC | Joint Health and Safety Committee inspection of the workplace under the OHS Act and Regulations for
THR-JHSC | 12 | WA4; December ; Joint Health & Safety Committee Inspection | Joint Health & Safety Committee WA4 | THR-JHSC-WA4 | 1000000 | THR-JHSC-AER | Joint Health and Safety Committee inspection of the workplace under the OHS Act and Regulations for
THR-JHSC | 12 | WA4; December ; Joint Health & Safety Committee Inspection | Joint Health & Safety Committee WA4 | THR-JHSC-WA4 | 2000000 | THR-JHSC-FPW | Joint Health and Safety Committee inspection of the workplace under the OHS Act and Regulations for
THR-JHSC | 12 | WA4; December ; Joint Health & Safety Committee Inspection | Joint Health & Safety Committee WA4 | THR-JHSC-WA4 | 3000000 | THR-JHSC-EPS | Joint Health and Safety Committee inspection of the workplace under the OHS Act and Regulations for
THR-LEG | 13 | Yearly-Contractor Calibration of Flow Meters | Flow Indicating Transmitter, Effluent, Secondary Treatment, Aeration Tanks | THR-AER-FIT | 1000000 | THR-AER-FIT-0105 | Calibration of Aeration Flow meters for
THR-LEG | 13 | Yearly-Contractor Calibration of Flow Meters | Flow Indicating Transmitter, Effluent, Secondary Treatment, Aeration Tanks | THR-AER-FIT | 2000000 | THR-AER-FIT-0205 | Calibration of Aeration Flow meters for
THR-LEG | 13 | Yearly-Contractor Calibration of Flow Meters | Flow Indicating Transmitter, Effluent, Secondary Treatment, Aeration Tanks | THR-AER-FIT | 4000000 | THR-AER-FIT-0405 | Calibration of Aeration Flow meters for
THR-LEG | 13 | Yearly-Contractor Calibration of Flow Meters | Flow Indicating Transmitter, Effluent, Secondary Treatment, Aeration Tanks | THR-AER-FIT | 3000000 | THR-AER-FIT-0305 | Calibration of Aeration Flow meters for
THR-LEG | 13 | Yearly-Contractor Calibration of Flow Meters | Flow Indicating Transmitter, Effluent, Secondary Treatment, Aeration Tanks | THR-AER-FIT | 6000000 | THR-AER-FIT-0602 | Calibration of Aeration Flow meters for
THR-LEG | 13 | Yearly-Contractor Calibration of Flow Meters | Flow Indicating Transmitter, Effluent, Secondary Treatment, Aeration Tanks | THR-AER-FIT | 5000000 | THR-AER-FIT-0505 | Calibration of Aeration Flow meters for
THR-LEG | 13 | Yearly-Contractor Calibration of Flow Meters | Flow Indicating Transmitter, Effluent, Secondary Treatment, Aeration Tanks | THR-AER-FIT | 7000000 | THR-AER-FIT-0702 | Calibration of Aeration Flow meters for
THR-LEG | 13 | Yearly-Contractor Calibration of Flow Meters | Flow Indicating Transmitter, Effluent, Secondary Treatment, Aeration Tanks | THR-AER-FIT | 8000000 | THR-AER-FIT-0802 | Calibration of Aeration Flow meters for
THR-LEG | 13 | Yearly-Contractor Calibration of Flow Meters | Transmitter, Flow Indication, Effluent Sample Pumps | THR-DCL-FIT | 1000000 | THR-DCL-FIT-0101 | Calibration check of the effluent sampling pump flow transmitter for
THR-LEG | 13 | Yearly-Contractor Calibration of Flow Meters | Transmitter, Flow Indication, Effluent Sample Pumps | THR-DCL-FIT | 4000000 | THR-DCL-FIT-0002 | Calibration check of the effluent sampling pump flow transmitter for
THR-LEG | 13 | Yearly-Contractor Calibration of Flow Meters | Transmitter, Flow Indication, Effluent Sample Pumps | THR-DCL-FIT | 2000000 | THR-DCL-FIT-0201 | Calibration check of the effluent sampling pump flow transmitter for
THR-LEG | 13 | Yearly-Contractor Calibration of Flow Meters | Transmitter, Flow Indication, Effluent Sample Pumps | THR-DCL-FIT | 3000000 | THR-DCL-FIT-0001 | Calibration check of the effluent sampling pump flow transmitter for
THR-LEG | 13 | Yearly-Contractor Calibration of Flow Meters | Transmitter, Flow Indication, Effluent Sample Pumps | THR-DCL-FIT | 5000000 | THR-DCL-FIT-0003 | Calibration check of the effluent sampling pump flow transmitter for
THR-LEG | 13 | Yearly-Contractor Calibration of Flow Meters | Transmitter, Magnetic, Flowmeter, Pump Skid Disinfection Building Main Floor | THR-DIS-FIT | 1000000 | THR-DIS-FIT-0100 | Calibration check of the Magnetic Flow meter of Disinfection Bldg for
THR-LEG | 13 | Yearly-Contractor Calibration of Flow Meters | Transmitter, Magnetic, Flowmeter, Pump Skid Disinfection Building Main Floor | THR-DIS-FIT | 2000000 | THR-DIS-FIT-0200 | Calibration check of the Magnetic Flow meter of Disinfection Bldg for
THR-LEG | 13 | Yearly-Contractor Calibration of Flow Meters | Transmitter, Magnetic, Flowmeter, Pump Skid Disinfection Building Main Floor | THR-DIS-FIT | 3000000 | THR-DIS-FIT-0300 | Calibration check of the Magnetic Flow meter of Disinfection Bldg for
THR-O | 1 | DIG-P-3041, 2501, 3211, 4011, PLT-LSH-0102 | Fire Extinguisher Location, Ozone and Odour Control- Susp | THR-SES-FEQ-OCB | 1000000 | THR-SES-FEQ-0088S | Inspection of the mechanical parts extinguishing agent and the expelling means of all fire extinguishers in the plant
THR-O | 1 | DIG-P-3041, 2501, 3211, 4011, PLT-LSH-0102 | Fire Extinguisher Location, Ozone and Odour Control- Susp | THR-SES-FEQ-OCB | 3000000 | THR-SES-FEQ-0090S | Inspection of the mechanical parts extinguishing agent and the expelling means of all fire extinguishers in the plant
THR-O | 1 | DIG-P-3041, 2501, 3211, 4011, PLT-LSH-0102 | Fire Extinguisher Location, Ozone and Odour Control- Susp | THR-SES-FEQ-OCB | 2000000 | THR-SES-FEQ-0089S | Inspection of the mechanical parts extinguishing agent and the expelling means of all fire extinguishers in the plant
THR-O | 1 | DIG-P-3041, 2501, 3211, 4011, PLT-LSH-0102 | Fire Extinguisher Location, Ozone and Odour Control- Susp | THR-SES-FEQ-OCB | 5000000 | THR-SES-FEQ-0228S | Inspection of the mechanical parts extinguishing agent and the expelling means of all fire extinguishers in the plant
THR-O | 1 | DIG-P-3041, 2501, 3211, 4011, PLT-LSH-0102 | Fire Extinguisher Location, Ozone and Odour Control- Susp | THR-SES-FEQ-OCB | 4000000 | THR-SES-FEQ-0091S | Inspection of the mechanical parts extinguishing agent and the expelling means of all fire extinguishers in the plant
THR-O | 1 | DIG-P-3041, 2501, 3211, 4011, PLT-LSH-0102 | Fire Extinguisher Location, Ozone and Odour Control- Susp | THR-SES-FEQ-OCB | 8000000 | THR-SES-FEQ-0283S | Inspection of the mechanical parts extinguishing agent and the expelling means of all fire extinguishers in the plant
THR-O | 1 | DIG-P-3041, 2501, 3211, 4011, PLT-LSH-0102 | Fire Extinguisher Location, Ozone and Odour Control- Susp | THR-SES-FEQ-OCB | 6000000 | THR-SES-FEQ-0229S | Inspection of the mechanical parts extinguishing agent and the expelling means of all fire extinguishers in the plant
THR-O | 1 | DIG-P-3041, 2501, 3211, 4011, PLT-LSH-0102 | Fire Extinguisher Location, Ozone and Odour Control- Susp | THR-SES-FEQ-OCB | 7000000 | THR-SES-FEQ-0230S | Inspection of the mechanical parts extinguishing agent and the expelling means of all fire extinguishers in the plant
THR-O | 86 | Yearly - WA1 WTW Fixed Ladder Inspection Program (Catwalk) | Ladder, Catwalk, STB North Wall Facing Digester | THR-GRK-GQ-0001 | 2000000 | THR-GRK-GQ-0002 | Inspection of ladder andor catwalk per attached checklist for
THR-O | 86 | Yearly - WA1 WTW Fixed Ladder Inspection Program (Catwalk) | Ladder, Catwalk, STB North Wall Facing Digester | THR-GRK-GQ-0001 | 1000000 | THR-GRK-GQ-0001 | Inspection of ladder andor catwalk per attached checklist for
THR-O | 86 | Yearly - WA1 WTW Fixed Ladder Inspection Program (Catwalk) | Ladder, Catwalk, STB North Wall Facing Digester | THR-GRK-GQ-0001 | 3000000 | THR-GRK-GQ-0003 | Inspection of ladder andor catwalk per attached checklist for
THR-O | 86 | Yearly - WA1 WTW Fixed Ladder Inspection Program (Catwalk) | Ladder, Catwalk, STB North Wall Facing Digester | THR-GRK-GQ-0001 | 6000000 | THR-GRK-GQ-0006 | Inspection of ladder andor catwalk per attached checklist for
THR-O | 86 | Yearly - WA1 WTW Fixed Ladder Inspection Program (Catwalk) | Ladder, Catwalk, STB North Wall Facing Digester | THR-GRK-GQ-0001 | 4000000 | THR-GRK-GQ-0004 | Inspection of ladder andor catwalk per attached checklist for
THR-O | 86 | Yearly - WA1 WTW Fixed Ladder Inspection Program (Catwalk) | Ladder, Catwalk, STB North Wall Facing Digester | THR-GRK-GQ-0001 | 7000000 | THR-GRK-GQ-0007 | Inspection of ladder andor catwalk per attached checklist for
THR-O | 86 | Yearly - WA1 WTW Fixed Ladder Inspection Program (Catwalk) | Ladder, Catwalk, STB North Wall Facing Digester | THR-GRK-GQ-0001 | 5000000 | THR-GRK-GQ-0005 | Inspection of ladder andor catwalk per attached checklist for
THR-O | 86 | Yearly - WA1 WTW Fixed Ladder Inspection Program (Catwalk) | Ladder, Catwalk, STB North Wall Facing Digester | THR-GRK-GQ-0001 | 8000000 | THR-GRK-GQ-0008 | Inspection of ladder andor catwalk per attached checklist for
THR-O | 86 | Yearly - WA1 WTW Fixed Ladder Inspection Program (Catwalk) | Ladder, Catwalk, STB North Wall Facing Digester | THR-GRK-GQ-0001 | 13000000 | THR-GRK-GQ-0032 | Inspection of ladder andor catwalk per attached checklist for
THR-O | 86 | Yearly - WA1 WTW Fixed Ladder Inspection Program (Catwalk) | Ladder, Catwalk, STB North Wall Facing Digester | THR-GRK-GQ-0001 | 9000000 | THR-GRK-GQ-0009 | Inspection of ladder andor catwalk per attached checklist for
THR-O | 86 | Yearly - WA1 WTW Fixed Ladder Inspection Program (Catwalk) | Ladder, Catwalk, STB North Wall Facing Digester | THR-GRK-GQ-0001 | 10000000 | THR-GRK-GQ-0010 | Inspection of ladder andor catwalk per attached checklist for
THR-O | 86 | Yearly - WA1 WTW Fixed Ladder Inspection Program (Catwalk) | Ladder, Catwalk, STB North Wall Facing Digester | THR-GRK-GQ-0001 | 11000000 | THR-GRK-GQ-0011 | Inspection of ladder andor catwalk per attached checklist for
THR-O | 86 | Yearly - WA1 WTW Fixed Ladder Inspection Program (Catwalk) | Ladder, Catwalk, STB North Wall Facing Digester | THR-GRK-GQ-0001 | 12000000 | THR-GRK-GQ-0012 | Inspection of ladder andor catwalk per attached checklist for
THR-OCS | 12 | 6 Months - IMM BioFilter Odourous Fans unit tasks (AS PER ACTIVITY LIST) | Fan, Odourous Air, Biofilter | THR-OCS-FN | 1000000 | THR-OCS-FN-0040 | Unit Cleaning and Inspection as per 1AC3049AC349AC449AC1149AC1449AC1 for
THR-OCS | 12 | 6 Months - IMM BioFilter Odourous Fans unit tasks (AS PER ACTIVITY LIST) | Fan, Odourous Air, Biofilter | THR-OCS-FN | 2000000 | THR-OCS-FN-0050 | Unit Cleaning and Inspection as per 1AC3049AC349AC449AC1149AC1449AC1 for
THR-OCS | 12 | 6 Months - IMM BioFilter Odourous Fans unit tasks (AS PER ACTIVITY LIST) | Fan, Odourous Air, Biofilter | THR-OCS-FN | 5000000 | THR-OCS-FN-2200 | Unit Cleaning and Inspection as per 1AC3049AC349AC449AC1149AC1449AC1 for
THR-OCS | 12 | 6 Months - IMM BioFilter Odourous Fans unit tasks (AS PER ACTIVITY LIST) | Fan, Odourous Air, Biofilter | THR-OCS-FN | 3000000 | THR-OCS-FN-0060 | Unit Cleaning and Inspection as per 1AC3049AC349AC449AC1149AC1449AC1 for
THR-OCS | 12 | 6 Months - IMM BioFilter Odourous Fans unit tasks (AS PER ACTIVITY LIST) | Fan, Odourous Air, Biofilter | THR-OCS-FN | 4000000 | THR-OCS-FN-0070 | Unit Cleaning and Inspection as per 1AC3049AC349AC449AC1149AC1449AC1 for
THR-OCS | 12 | 6 Months - IMM BioFilter Odourous Fans unit tasks (AS PER ACTIVITY LIST) | Fan, Odourous Air, Biofilter | THR-OCS-FN | 6000000 | THR-OCS-FN-2210 | Unit Cleaning and Inspection as per 1AC3049AC349AC449AC1149AC1449AC1 for
THR-OCS | 12 | 6 Months - IMM BioFilter Odourous Fans unit tasks (AS PER ACTIVITY LIST) | Fan, Odourous Air, Biofilter | THR-OCS-FN | 7000000 | THR-OCS-FN-2220 | Unit Cleaning and Inspection as per 1AC3049AC349AC449AC1149AC1449AC1 for
THR-OCS | 12 | 6 Months - IMM BioFilter Odourous Fans unit tasks (AS PER ACTIVITY LIST) | Fan, Odourous Air, Biofilter | THR-OCS-FN | 8000000 | THR-OCS-FN-2230 | Unit Cleaning and Inspection as per 1AC3049AC349AC449AC1149AC1449AC1 for
THR-OCS | 12 | 6 Months - IMM BioFilter Odourous Fans unit tasks (AS PER ACTIVITY LIST) | Fan, Odourous Air, Biofilter | THR-OCS-FN | 9000000 | THR-OCS-FN-2240 | Unit Cleaning and Inspection as per 1AC3049AC349AC449AC1149AC1449AC1 for
THR-PLT | 6 | 1 Month - EICT Functional Testing of the Screen Channel Level Alarms (AS PER ACTIVITY LIST) | Switch, Level-High, Bar Screens | THR-PLT-LSH | 1000000 | THR-PLT-LSH-0102 | Test the screen channel high level alarm circuitfor
THR-PLT | 6 | 1 Month - EICT Functional Testing of the Screen Channel Level Alarms (AS PER ACTIVITY LIST) | Switch, Level-High, Bar Screens | THR-PLT-LSH | 2000000 | THR-PLT-LSH-0112 | Test the screen channel high level alarm circuitfor
THR-PLT | 6 | 1 Month - EICT Functional Testing of the Screen Channel Level Alarms (AS PER ACTIVITY LIST) | Switch, Level-High, Bar Screens | THR-PLT-LSH | 3000000 | THR-PLT-LSH-0122 | Test the screen channel high level alarm circuitfor
THR-PLT | 6 | 1 Month - EICT Functional Testing of the Screen Channel Level Alarms (AS PER ACTIVITY LIST) | Switch, Level-High, Bar Screens | THR-PLT-LSH | 4000000 | THR-PLT-LSH-0132 | Test the screen channel high level alarm circuitfor
THR-PLT | 6 | 1 Month - EICT Functional Testing of the Screen Channel Level Alarms (AS PER ACTIVITY LIST) | Switch, Level-High, Bar Screens | THR-PLT-LSH | 5000000 | THR-PLT-LSH-0142 | Test the screen channel high level alarm circuitfor
THR-PLT | 6 | 1 Month - EICT Functional Testing of the Screen Channel Level Alarms (AS PER ACTIVITY LIST) | Switch, Level-High, Bar Screens | THR-PLT-LSH | 6000000 | THR-PLT-LSH-0152 | Test the screen channel high level alarm circuitfor
THR-PLT | 10 | 6 Months - IMM Bar Screen Sluice gates exercise and lubrication (A)(as per Activity list) | Gate, Sluice, Bar Screen, North Headhouse, Preliminary Treatment | THR-PLT-G-SC | 2000000 | THR-PLT-G-0103 | 6M Bar Screen Sluice GatesExercise and Lubrication for
THR-PLT | 10 | 6 Months - IMM Bar Screen Sluice gates exercise and lubrication (A)(as per Activity list) | Gate, Sluice, Bar Screen, North Headhouse, Preliminary Treatment | THR-PLT-G-SC | 1000000 | THR-PLT-G-0100 | 6M Bar Screen Sluice GatesExercise and Lubrication for
THR-PLT | 10 | 6 Months - IMM Bar Screen Sluice gates exercise and lubrication (A)(as per Activity list) | Gate, Sluice, Bar Screen, North Headhouse, Preliminary Treatment | THR-PLT-G-SC | 5000000 | THR-PLT-G-0120 | 6M Bar Screen Sluice GatesExercise and Lubrication for
THR-PLT | 10 | 6 Months - IMM Bar Screen Sluice gates exercise and lubrication (A)(as per Activity list) | Gate, Sluice, Bar Screen, North Headhouse, Preliminary Treatment | THR-PLT-G-SC | 3000000 | THR-PLT-G-0110 | 6M Bar Screen Sluice GatesExercise and Lubrication for
THR-PLT | 10 | 6 Months - IMM Bar Screen Sluice gates exercise and lubrication (A)(as per Activity list) | Gate, Sluice, Bar Screen, North Headhouse, Preliminary Treatment | THR-PLT-G-SC | 7000000 | THR-PLT-G-0130 | 6M Bar Screen Sluice GatesExercise and Lubrication for
THR-PLT | 10 | 6 Months - IMM Bar Screen Sluice gates exercise and lubrication (A)(as per Activity list) | Gate, Sluice, Bar Screen, North Headhouse, Preliminary Treatment | THR-PLT-G-SC | 4000000 | THR-PLT-G-0113 | 6M Bar Screen Sluice GatesExercise and Lubrication for
THR-PLT | 10 | 6 Months - IMM Bar Screen Sluice gates exercise and lubrication (A)(as per Activity list) | Gate, Sluice, Bar Screen, North Headhouse, Preliminary Treatment | THR-PLT-G-SC | 8000000 | THR-PLT-G-0133 | 6M Bar Screen Sluice GatesExercise and Lubrication for
THR-PLT | 10 | 6 Months - IMM Bar Screen Sluice gates exercise and lubrication (A)(as per Activity list) | Gate, Sluice, Bar Screen, North Headhouse, Preliminary Treatment | THR-PLT-G-SC | 6000000 | THR-PLT-G-0123 | 6M Bar Screen Sluice GatesExercise and Lubrication for
THR-PLT | 10 | 6 Months - IMM Bar Screen Sluice gates exercise and lubrication (A)(as per Activity list) | Gate, Sluice, Bar Screen, North Headhouse, Preliminary Treatment | THR-PLT-G-SC | 9000000 | THR-PLT-G-0140 | 6M Bar Screen Sluice GatesExercise and Lubrication for
THR-PLT | 10 | 6 Months - IMM Bar Screen Sluice gates exercise and lubrication (A)(as per Activity list) | Gate, Sluice, Bar Screen, North Headhouse, Preliminary Treatment | THR-PLT-G-SC | 11000000 | THR-PLT-G-0150 | 6M Bar Screen Sluice GatesExercise and Lubrication for
THR-PLT | 10 | 6 Months - IMM Bar Screen Sluice gates exercise and lubrication (A)(as per Activity list) | Gate, Sluice, Bar Screen, North Headhouse, Preliminary Treatment | THR-PLT-G-SC | 10000000 | THR-PLT-G-0143 | 6M Bar Screen Sluice GatesExercise and Lubrication for
THR-PLT | 10 | 6 Months - IMM Bar Screen Sluice gates exercise and lubrication (A)(as per Activity list) | Gate, Sluice, Bar Screen, North Headhouse, Preliminary Treatment | THR-PLT-G-SC | 12000000 | THR-PLT-G-0153 | 6M Bar Screen Sluice GatesExercise and Lubrication for
THR-PLT | 18 | 6 Months - IMM Vortex sluice gates exercise and lubrication(as per Activity list) | Gate, Sluice, Vortex, South Headhouse, Preliminary Treatment | THR-PLT-G-VX | 1000000 | THR-PLT-G-1100 | 6M Vortex Sluice GatesExercise and Lubrication for
THR-PLT | 18 | 6 Months - IMM Vortex sluice gates exercise and lubrication(as per Activity list) | Gate, Sluice, Vortex, South Headhouse, Preliminary Treatment | THR-PLT-G-VX | 4000000 | THR-PLT-G-1118 | 6M Vortex Sluice GatesExercise and Lubrication for
THR-PLT | 18 | 6 Months - IMM Vortex sluice gates exercise and lubrication(as per Activity list) | Gate, Sluice, Vortex, South Headhouse, Preliminary Treatment | THR-PLT-G-VX | 2000000 | THR-PLT-G-1103 | 6M Vortex Sluice GatesExercise and Lubrication for
THR-PLT | 18 | 6 Months - IMM Vortex sluice gates exercise and lubrication(as per Activity list) | Gate, Sluice, Vortex, South Headhouse, Preliminary Treatment | THR-PLT-G-VX | 5000000 | THR-PLT-G-1130 | 6M Vortex Sluice GatesExercise and Lubrication for
THR-PLT | 18 | 6 Months - IMM Vortex sluice gates exercise and lubrication(as per Activity list) | Gate, Sluice, Vortex, South Headhouse, Preliminary Treatment | THR-PLT-G-VX | 3000000 | THR-PLT-G-1115 | 6M Vortex Sluice GatesExercise and Lubrication for
THR-PLT | 18 | 6 Months - IMM Vortex sluice gates exercise and lubrication(as per Activity list) | Gate, Sluice, Vortex, South Headhouse, Preliminary Treatment | THR-PLT-G-VX | 6000000 | THR-PLT-G-1133 | 6M Vortex Sluice GatesExercise and Lubrication for
THR-PLT | 18 | 6 Months - IMM Vortex sluice gates exercise and lubrication(as per Activity list) | Gate, Sluice, Vortex, South Headhouse, Preliminary Treatment | THR-PLT-G-VX | 8000000 | THR-PLT-G-1148 | 6M Vortex Sluice GatesExercise and Lubrication for
THR-PLT | 18 | 6 Months - IMM Vortex sluice gates exercise and lubrication(as per Activity list) | Gate, Sluice, Vortex, South Headhouse, Preliminary Treatment | THR-PLT-G-VX | 7000000 | THR-PLT-G-1145 | 6M Vortex Sluice GatesExercise and Lubrication for
THR-PLT | 18 | 6 Months - IMM Vortex sluice gates exercise and lubrication(as per Activity list) | Gate, Sluice, Vortex, South Headhouse, Preliminary Treatment | THR-PLT-G-VX | 9000000 | THR-PLT-G-1160 | 6M Vortex Sluice GatesExercise and Lubrication for
THR-PLT | 18 | 6 Months - IMM Vortex sluice gates exercise and lubrication(as per Activity list) | Gate, Sluice, Vortex, South Headhouse, Preliminary Treatment | THR-PLT-G-VX | 10000000 | THR-PLT-G-1163 | 6M Vortex Sluice GatesExercise and Lubrication for
THR-PLT | 18 | 6 Months - IMM Vortex sluice gates exercise and lubrication(as per Activity list) | Gate, Sluice, Vortex, South Headhouse, Preliminary Treatment | THR-PLT-G-VX | 11000000 | THR-PLT-G-1175 | 6M Vortex Sluice GatesExercise and Lubrication for
THR-PLT | 18 | 6 Months - IMM Vortex sluice gates exercise and lubrication(as per Activity list) | Gate, Sluice, Vortex, South Headhouse, Preliminary Treatment | THR-PLT-G-VX | 12000000 | THR-PLT-G-1178 | 6M Vortex Sluice GatesExercise and Lubrication for
THR-PLT | 19 | 6 Months - IMM Grit channel and Tanks sluice gates exercise and lubrication(as per Activity list) | Gate, Sluice, North Grit, Preliminary Treatment | THR-PLT-GRIT-G | 1000000 | THR-PLT-G-2000 | 6M North Grit Sluice GatesExercise and Lubrication for
THR-PLT | 19 | 6 Months - IMM Grit channel and Tanks sluice gates exercise and lubrication(as per Activity list) | Gate, Sluice, North Grit, Preliminary Treatment | THR-PLT-GRIT-G | 3000000 | THR-PLT-G-2004 | 6M North Grit Sluice GatesExercise and Lubrication for
THR-PLT | 19 | 6 Months - IMM Grit channel and Tanks sluice gates exercise and lubrication(as per Activity list) | Gate, Sluice, North Grit, Preliminary Treatment | THR-PLT-GRIT-G | 2000000 | THR-PLT-G-2002 | 6M North Grit Sluice GatesExercise and Lubrication for
THR-PLT | 19 | 6 Months - IMM Grit channel and Tanks sluice gates exercise and lubrication(as per Activity list) | Gate, Sluice, North Grit, Preliminary Treatment | THR-PLT-GRIT-G | 5000000 | THR-PLT-G-2007 | 6M North Grit Sluice GatesExercise and Lubrication for
THR-PLT | 19 | 6 Months - IMM Grit channel and Tanks sluice gates exercise and lubrication(as per Activity list) | Gate, Sluice, North Grit, Preliminary Treatment | THR-PLT-GRIT-G | 4000000 | THR-PLT-G-2006 | 6M North Grit Sluice GatesExercise and Lubrication for
THR-PLT | 19 | 6 Months - IMM Grit channel and Tanks sluice gates exercise and lubrication(as per Activity list) | Gate, Sluice, North Grit, Preliminary Treatment | THR-PLT-GRIT-G | 6000000 | THR-PLT-G-2008 | 6M North Grit Sluice GatesExercise and Lubrication for
THR-PLT | 19 | 6 Months - IMM Grit channel and Tanks sluice gates exercise and lubrication(as per Activity list) | Gate, Sluice, North Grit, Preliminary Treatment | THR-PLT-GRIT-G | 9000000 | THR-PLT-G-2011 | 6M North Grit Sluice GatesExercise and Lubrication for
THR-PLT | 19 | 6 Months - IMM Grit channel and Tanks sluice gates exercise and lubrication(as per Activity list) | Gate, Sluice, North Grit, Preliminary Treatment | THR-PLT-GRIT-G | 7000000 | THR-PLT-G-2009 | 6M North Grit Sluice GatesExercise and Lubrication for
THR-PLT | 19 | 6 Months - IMM Grit channel and Tanks sluice gates exercise and lubrication(as per Activity list) | Gate, Sluice, North Grit, Preliminary Treatment | THR-PLT-GRIT-G | 8000000 | THR-PLT-G-2010 | 6M North Grit Sluice GatesExercise and Lubrication for
THR-PLT | 19 | 6 Months - IMM Grit channel and Tanks sluice gates exercise and lubrication(as per Activity list) | Gate, Sluice, North Grit, Preliminary Treatment | THR-PLT-GRIT-G | 10000000 | THR-PLT-G-2005 | 6M North Grit Sluice GatesExercise and Lubrication for
THR-PLT | 24 | 1 Year - EICT Functional testing of bar screen rake drive motor emergency shutdown circuit (A)(As per list of Activities) | Preliminary Treatment, Bar Screens | THR-PLT-SC | 3000000 | THR-PLT-SC-0122 | Test the bar screen rake drive motor emergency shutdown circuitfor
THR-PLT | 24 | 1 Year - EICT Functional testing of bar screen rake drive motor emergency shutdown circuit (A)(As per list of Activities) | Preliminary Treatment, Bar Screens | THR-PLT-SC | 1000000 | THR-PLT-SC-0102 | Test the bar screen rake drive motor emergency shutdown circuitfor
THR-PLT | 24 | 1 Year - EICT Functional testing of bar screen rake drive motor emergency shutdown circuit (A)(As per list of Activities) | Preliminary Treatment, Bar Screens | THR-PLT-SC | 4000000 | THR-PLT-SC-0132 | Test the bar screen rake drive motor emergency shutdown circuitfor
THR-PLT | 24 | 1 Year - EICT Functional testing of bar screen rake drive motor emergency shutdown circuit (A)(As per list of Activities) | Preliminary Treatment, Bar Screens | THR-PLT-SC | 2000000 | THR-PLT-SC-0112 | Test the bar screen rake drive motor emergency shutdown circuitfor
THR-PLT | 24 | 1 Year - EICT Functional testing of bar screen rake drive motor emergency shutdown circuit (A)(As per list of Activities) | Preliminary Treatment, Bar Screens | THR-PLT-SC | 5000000 | THR-PLT-SC-0142 | Test the bar screen rake drive motor emergency shutdown circuitfor
THR-PLT | 24 | 1 Year - EICT Functional testing of bar screen rake drive motor emergency shutdown circuit (A)(As per list of Activities) | Preliminary Treatment, Bar Screens | THR-PLT-SC | 6000000 | THR-PLT-SC-0152 | Test the bar screen rake drive motor emergency shutdown circuitfor
THR-PLT | 28 | 1 Year - EICT Functional testing of headhouse and grit conveyor emergency trip circuit(As per list of Activity) | Conveyor, Grit,North Grit Building | THR-PLT-CV-GRIT | 2000000 | THR-PLT-CV-2940 | Test the conveyor emergency trip wire circuit for
THR-PLT | 28 | 1 Year - EICT Functional testing of headhouse and grit conveyor emergency trip circuit(As per list of Activity) | Conveyor, Grit,North Grit Building | THR-PLT-CV-GRIT | 1000000 | THR-PLT-CV-2930 | Test the conveyor emergency trip wire circuit for
THR-PLT | 28 | 1 Year - EICT Functional testing of headhouse and grit conveyor emergency trip circuit(As per list of Activity) | Conveyor, Grit,North Grit Building | THR-PLT-CV-GRIT | 4000000 | THR-PLT-CV-2960 | Test the conveyor emergency trip wire circuit for
THR-PLT | 28 | 1 Year - EICT Functional testing of headhouse and grit conveyor emergency trip circuit(As per list of Activity) | Conveyor, Grit,North Grit Building | THR-PLT-CV-GRIT | 3000000 | THR-PLT-CV-2950 | Test the conveyor emergency trip wire circuit for
THR-PLT | 28 | 1 Year - EICT Functional testing of headhouse and grit conveyor emergency trip circuit(As per list of Activity) | Conveyor, Grit,North Grit Building | THR-PLT-CV-GRIT | 5000000 | THR-PLT-CV-2970 | Test the conveyor emergency trip wire circuit for
THR-PLT | 28 | 1 Year - EICT Functional testing of headhouse and grit conveyor emergency trip circuit(As per list of Activity) | Conveyor, Grit,North Grit Building | THR-PLT-CV-GRIT | 6000000 | THR-PLT-CV-2980 | Test the conveyor emergency trip wire circuit for
THR-PLT | 28 | 1 Year - EICT Functional testing of headhouse and grit conveyor emergency trip circuit(As per list of Activity) | Conveyor, Bar Screen, Headhouse, North Side | THR-PLT-CVN | 1000000 | THR-PLT-CV-0101 | Test the conveyor emergency trip wire circuit for
THR-PLT | 28 | 1 Year - EICT Functional testing of headhouse and grit conveyor emergency trip circuit(As per list of Activity) | Conveyor, Bar Screen, Headhouse, North Side | THR-PLT-CVN | 7000000 | THR-PLT-CV-0160 | Test the conveyor emergency trip wire circuit for
THR-PLT | 28 | 1 Year - EICT Functional testing of headhouse and grit conveyor emergency trip circuit(As per list of Activity) | Conveyor, Bar Screen, Headhouse, North Side | THR-PLT-CVN | 2000000 | THR-PLT-CV-0111 | Test the conveyor emergency trip wire circuit for
THR-PLT | 28 | 1 Year - EICT Functional testing of headhouse and grit conveyor emergency trip circuit(As per list of Activity) | Conveyor, Bar Screen, Headhouse, North Side | THR-PLT-CVN | 9000000 | THR-PLT-CV-0162 | Test the conveyor emergency trip wire circuit for
THR-PLT | 28 | 1 Year - EICT Functional testing of headhouse and grit conveyor emergency trip circuit(As per list of Activity) | Conveyor, Bar Screen, Headhouse, North Side | THR-PLT-CVN | 3000000 | THR-PLT-CV-0121 | Test the conveyor emergency trip wire circuit for
THR-PLT | 28 | 1 Year - EICT Functional testing of headhouse and grit conveyor emergency trip circuit(As per list of Activity) | Conveyor, Bar Screen, Headhouse, North Side | THR-PLT-CVN | 11000000 | THR-PLT-CV-0171 | Test the conveyor emergency trip wire circuit for
THR-PLT | 28 | 1 Year - EICT Functional testing of headhouse and grit conveyor emergency trip circuit(As per list of Activity) | Conveyor, Bar Screen, Headhouse, North Side | THR-PLT-CVN | 4000000 | THR-PLT-CV-0131 | Test the conveyor emergency trip wire circuit for
THR-PLT | 28 | 1 Year - EICT Functional testing of headhouse and grit conveyor emergency trip circuit(As per list of Activity) | Conveyor, Bar Screen, Headhouse, North Side | THR-PLT-CVN | 5000000 | THR-PLT-CV-0141 | Test the conveyor emergency trip wire circuit for
THR-PLT | 28 | 1 Year - EICT Functional testing of headhouse and grit conveyor emergency trip circuit(As per list of Activity) | Conveyor, Bar Screen, Headhouse, North Side | THR-PLT-CVN | 6000000 | THR-PLT-CV-0151 | Test the conveyor emergency trip wire circuit for
THR-PLT | 28 | 1 Year - EICT Functional testing of headhouse and grit conveyor emergency trip circuit(As per list of Activity) | Conveyor, Bar Screen, Headhouse, North Side | THR-PLT-CVN | 8000000 | THR-PLT-CV-0161 | Test the conveyor emergency trip wire circuit for
THR-PLT | 28 | 1 Year - EICT Functional testing of headhouse and grit conveyor emergency trip circuit(As per list of Activity) | Conveyor, Bar Screen, Headhouse, North Side | THR-PLT-CVN | 10000000 | THR-PLT-CV-0170 | Test the conveyor emergency trip wire circuit for
THR-PLT | 28 | 1 Year - EICT Functional testing of headhouse and grit conveyor emergency trip circuit(As per list of Activity) | Conveyor, Bar Screen, Headhouse, North Side | THR-PLT-CVN | 12000000 | THR-PLT-CV-0172 | Test the conveyor emergency trip wire circuit for
THR-PLT | 31 | 1 Year - EICT Cleaning and testing of ultrasonic trailer level sensor(HeadHouse) (AS PER ACTIVITY LIST) | Transmitter, Level, Trailer, Head house, Preliminary Treatment, Screening | THR-PLT-LIT-0260A | 2000000 | THR-PLT-LIT-0260B | Clean the ultrasonic trailer level detector sensor head
THR-PLT | 31 | 1 Year - EICT Cleaning and testing of ultrasonic trailer level sensor(HeadHouse) (AS PER ACTIVITY LIST) | Transmitter, Level, Trailer, Head house, Preliminary Treatment, Screening | THR-PLT-LIT-0260A | 1000000 | THR-PLT-LIT-0260A | Clean the ultrasonic trailer level detector sensor head
THR-PLT | 31 | 1 Year - EICT Cleaning and testing of ultrasonic trailer level sensor(HeadHouse) (AS PER ACTIVITY LIST) | Transmitter, Level, Trailer, Head house, Preliminary Treatment, Screening | THR-PLT-LIT-0260A | 3000000 | THR-PLT-LIT-0261A | Clean the ultrasonic trailer level detector sensor head
THR-PLT | 31 | 1 Year - EICT Cleaning and testing of ultrasonic trailer level sensor(HeadHouse) (AS PER ACTIVITY LIST) | Transmitter, Level, Trailer, Head house, Preliminary Treatment, Screening | THR-PLT-LIT-0260A | 4000000 | THR-PLT-LIT-0261B | Clean the ultrasonic trailer level detector sensor head
THR-PLT | 42 | Monthly - IMM Vortex slewing gear checks and lubrication.(As per list of Activities) | Preliminary Treatment, Cyclones (Vortex) | THR-PLT-CYC | 1000000 | THR-PLT-CYC-1101 | Vortex slewing gear checks and lubricationas per 231B41B5 for
THR-PLT | 42 | Monthly - IMM Vortex slewing gear checks and lubrication.(As per list of Activities) | Preliminary Treatment, Cyclones (Vortex) | THR-PLT-CYC | 3000000 | THR-PLT-CYC-1131 | Vortex slewing gear checks and lubricationas per 231B41B5 for
THR-PLT | 42 | Monthly - IMM Vortex slewing gear checks and lubrication.(As per list of Activities) | Preliminary Treatment, Cyclones (Vortex) | THR-PLT-CYC | 2000000 | THR-PLT-CYC-1116 | Vortex slewing gear checks and lubricationas per 231B41B5 for
THR-PLT | 42 | Monthly - IMM Vortex slewing gear checks and lubrication.(As per list of Activities) | Preliminary Treatment, Cyclones (Vortex) | THR-PLT-CYC | 5000000 | THR-PLT-CYC-1161 | Vortex slewing gear checks and lubricationas per 231B41B5 for
THR-PLT | 42 | Monthly - IMM Vortex slewing gear checks and lubrication.(As per list of Activities) | Preliminary Treatment, Cyclones (Vortex) | THR-PLT-CYC | 4000000 | THR-PLT-CYC-1146 | Vortex slewing gear checks and lubricationas per 231B41B5 for
THR-PLT | 42 | Monthly - IMM Vortex slewing gear checks and lubrication.(As per list of Activities) | Preliminary Treatment, Cyclones (Vortex) | THR-PLT-CYC | 6000000 | THR-PLT-CYC-1176 | Vortex slewing gear checks and lubricationas per 231B41B5 for
THR-PLT | 44 | 6 Months - EICT Calibration check and alarm testing of Headhouse hazardous gas detectors | Light, Gas\Ventilation Warning Alarm, South Grit (Zone 2) | THR-ELS-LTG-1802 | 3000000 | THR-ELS-LTG-1811 | Check Operation of Gas Ventilation Warning Light for Entity
THR-PLT | 44 | 6 Months - EICT Calibration check and alarm testing of Headhouse hazardous gas detectors | Light, Gas\Ventilation Warning Alarm, South Grit (Zone 2) | THR-ELS-LTG-1802 | 1000000 | THR-ELS-LTG-1802 | Check Operation of Gas Ventilation Warning Light for Entity
THR-PLT | 44 | 6 Months - EICT Calibration check and alarm testing of Headhouse hazardous gas detectors | Light, Gas\Ventilation Warning Alarm, South Grit (Zone 2) | THR-ELS-LTG-1802 | 5000000 | THR-ELS-LTG-2996 | Check Operation of Gas Ventilation Warning Light for Entity
THR-PLT | 44 | 6 Months - EICT Calibration check and alarm testing of Headhouse hazardous gas detectors | Light, Gas\Ventilation Warning Alarm, South Grit (Zone 2) | THR-ELS-LTG-1802 | 2000000 | THR-ELS-LTG-1810 | Check Operation of Gas Ventilation Warning Light for Entity
THR-PLT | 44 | 6 Months - EICT Calibration check and alarm testing of Headhouse hazardous gas detectors | Light, Gas\Ventilation Warning Alarm, South Grit (Zone 2) | THR-ELS-LTG-1802 | 6000000 | THR-ELS-LTG-2997 | Check Operation of Gas Ventilation Warning Light for Entity
THR-PLT | 44 | 6 Months - EICT Calibration check and alarm testing of Headhouse hazardous gas detectors | Light, Gas\Ventilation Warning Alarm, South Grit (Zone 2) | THR-ELS-LTG-1802 | 4000000 | THR-ELS-LTG-1818 | Check Operation of Gas Ventilation Warning Light for Entity
THR-PLT | 44 | 6 Months - EICT Calibration check and alarm testing of Headhouse hazardous gas detectors | Light, Gas\Ventilation Warning Alarm, South Grit (Zone 2) | THR-ELS-LTG-1802 | 9000000 | THR-ELS-LTG-0182 | Check Operation of Gas Ventilation Warning Light for Entity
THR-PLT | 44 | 6 Months - EICT Calibration check and alarm testing of Headhouse hazardous gas detectors | Light, Gas\Ventilation Warning Alarm, South Grit (Zone 2) | THR-ELS-LTG-1802 | 7000000 | THR-ELS-LTG-2998 | Check Operation of Gas Ventilation Warning Light for Entity
THR-PLT | 44 | 6 Months - EICT Calibration check and alarm testing of Headhouse hazardous gas detectors | Light, Gas\Ventilation Warning Alarm, South Grit (Zone 2) | THR-ELS-LTG-1802 | 8000000 | THR-ELS-LTG-0183 | Check Operation of Gas Ventilation Warning Light for Entity
THR-PLT | 44 | 6 Months - EICT Calibration check and alarm testing of Headhouse hazardous gas detectors | Light,Go/NoGo,Headhouse and South Grit Area | THR-ELS-LTG-HHW | 1000000 | THR-ELS-LTG-0180 | Test Warning Lights and Buzzer for
THR-PLT | 44 | 6 Months - EICT Calibration check and alarm testing of Headhouse hazardous gas detectors | Light,Go/NoGo,Headhouse and South Grit Area | THR-ELS-LTG-HHW | 2000000 | THR-ELS-LTG-0181 | Test Warning Lights and Buzzer for
THR-PLT | 44 | 6 Months - EICT Calibration check and alarm testing of Headhouse hazardous gas detectors | Light,Go/NoGo,Headhouse and South Grit Area | THR-ELS-LTG-HHW | 3000000 | THR-ELS-LTG-0185 | Test Warning Lights and Buzzer for
THR-PLT | 44 | 6 Months - EICT Calibration check and alarm testing of Headhouse hazardous gas detectors | Light,Go/NoGo,Headhouse and South Grit Area | THR-ELS-LTG-HHW | 4000000 | THR-ELS-LTG-0186 | Test Warning Lights and Buzzer for
THR-PLT | 44 | 6 Months - EICT Calibration check and alarm testing of Headhouse hazardous gas detectors | Light,Go/NoGo,Headhouse and South Grit Area | THR-ELS-LTG-HHW | 5000000 | THR-ELS-LTG-1800 | Test Warning Lights and Buzzer for
THR-PLT | 44 | 6 Months - EICT Calibration check and alarm testing of Headhouse hazardous gas detectors | Light,Go/NoGo,Headhouse and South Grit Area | THR-ELS-LTG-HHW | 6000000 | THR-ELS-LTG-1801 | Test Warning Lights and Buzzer for
THR-PLT | 46 | 4 Months, IMM Grit Pumps, Pinch Valve Inspection(As per list of Activities) | Grit Pumps, Preliminary Treatment, Grit Building | THR-PLT-GRIT-P | 1000000 | THR-PLT-P-2400 | Grit Pumps Pinch Valve Inspection as per for
THR-PLT | 46 | 4 Months, IMM Grit Pumps, Pinch Valve Inspection(As per list of Activities) | Grit Pumps, Preliminary Treatment, Grit Building | THR-PLT-GRIT-P | 2000000 | THR-PLT-P-2500 | Grit Pumps Pinch Valve Inspection as per for
THR-PLT | 46 | 4 Months, IMM Grit Pumps, Pinch Valve Inspection(As per list of Activities) | Grit Pumps, Preliminary Treatment, Grit Building | THR-PLT-GRIT-P | 3000000 | THR-PLT-P-2600 | Grit Pumps Pinch Valve Inspection as per for
THR-PLT | 46 | 4 Months, IMM Grit Pumps, Pinch Valve Inspection(As per list of Activities) | Grit Pumps, Preliminary Treatment, Grit Building | THR-PLT-GRIT-P | 4000000 | THR-PLT-P-2700 | Grit Pumps Pinch Valve Inspection as per for
THR-PLT | 46 | 4 Months, IMM Grit Pumps, Pinch Valve Inspection(As per list of Activities) | Grit Pumps, Preliminary Treatment, Grit Building | THR-PLT-GRIT-P | 5000000 | THR-PLT-P-2800 | Grit Pumps Pinch Valve Inspection as per for
THR-PLT | 46 | 4 Months, IMM Grit Pumps, Pinch Valve Inspection(As per list of Activities) | Grit Pumps, Preliminary Treatment, Grit Building | THR-PLT-GRIT-P | 6000000 | THR-PLT-P-2900 | Grit Pumps Pinch Valve Inspection as per for
THR-PLT | 47 | 6 Months, IMM Grit & Screening Conveyors Inspection(As per list of Activities) | Conveyor, Grit,North Grit Building | THR-PLT-CV-GRIT | 3000000 | THR-PLT-CV-2950 | Check Gearbox Oil level Stuffing box pkgGasketsFlangesLooseness of SupportsLub of Red Motor for
THR-PLT | 47 | 6 Months, IMM Grit & Screening Conveyors Inspection(As per list of Activities) | Conveyor, Grit,North Grit Building | THR-PLT-CV-GRIT | 1000000 | THR-PLT-CV-2930 | Check Gearbox Oil level Stuffing box pkgGasketsFlangesLooseness of SupportsLub of Red Motor for
THR-PLT | 47 | 6 Months, IMM Grit & Screening Conveyors Inspection(As per list of Activities) | Conveyor, Grit,North Grit Building | THR-PLT-CV-GRIT | 2000000 | THR-PLT-CV-2940 | Check Gearbox Oil level Stuffing box pkgGasketsFlangesLooseness of SupportsLub of Red Motor for
THR-PLT | 47 | 6 Months, IMM Grit & Screening Conveyors Inspection(As per list of Activities) | Conveyor, Grit,North Grit Building | THR-PLT-CV-GRIT | 4000000 | THR-PLT-CV-2960 | Check Gearbox Oil level Stuffing box pkgGasketsFlangesLooseness of SupportsLub of Red Motor for
THR-PLT | 47 | 6 Months, IMM Grit & Screening Conveyors Inspection(As per list of Activities) | Conveyor, Grit,North Grit Building | THR-PLT-CV-GRIT | 5000000 | THR-PLT-CV-2970 | Check Gearbox Oil level Stuffing box pkgGasketsFlangesLooseness of SupportsLub of Red Motor for
THR-PLT | 47 | 6 Months, IMM Grit & Screening Conveyors Inspection(As per list of Activities) | Conveyor, Grit,North Grit Building | THR-PLT-CV-GRIT | 6000000 | THR-PLT-CV-2980 | Check Gearbox Oil level Stuffing box pkgGasketsFlangesLooseness of SupportsLub of Red Motor for
THR-PLT | 47 | 6 Months, IMM Grit & Screening Conveyors Inspection(As per list of Activities) | Conveyor, Bar Screen, Headhouse, North Side | THR-PLT-CVN | 3000000 | THR-PLT-CV-0121 | Check Gearbox Oil level Stuffing box pkgGasketsFlangesLooseness of SupportsLub of Red Motor for
THR-PLT | 47 | 6 Months, IMM Grit & Screening Conveyors Inspection(As per list of Activities) | Conveyor, Bar Screen, Headhouse, North Side | THR-PLT-CVN | 4000000 | THR-PLT-CV-0131 | Check Gearbox Oil level Stuffing box pkgGasketsFlangesLooseness of SupportsLub of Red Motor for
THR-PLT | 47 | 6 Months, IMM Grit & Screening Conveyors Inspection(As per list of Activities) | Conveyor, Bar Screen, Headhouse, North Side | THR-PLT-CVN | 5000000 | THR-PLT-CV-0141 | Check Gearbox Oil level Stuffing box pkgGasketsFlangesLooseness of SupportsLub of Red Motor for
THR-PLT | 47 | 6 Months, IMM Grit & Screening Conveyors Inspection(As per list of Activities) | Conveyor, Bar Screen, Headhouse, North Side | THR-PLT-CVN | 6000000 | THR-PLT-CV-0151 | Check Gearbox Oil level Stuffing box pkgGasketsFlangesLooseness of SupportsLub of Red Motor for
THR-PLT | 47 | 6 Months, IMM Grit & Screening Conveyors Inspection(As per list of Activities) | Conveyor, Bar Screen, Headhouse, North Side | THR-PLT-CVN | 7000000 | THR-PLT-CV-0160 | Check Gearbox Oil level Stuffing box pkgGasketsFlangesLooseness of SupportsLub of Red Motor for
THR-PLT | 47 | 6 Months, IMM Grit & Screening Conveyors Inspection(As per list of Activities) | Conveyor, Bar Screen, Headhouse, North Side | THR-PLT-CVN | 1000000 | THR-PLT-CV-0101 | Check Gearbox Oil level Stuffing box pkgGasketsFlangesLooseness of SupportsLub of Red Motor for
THR-PLT | 47 | 6 Months, IMM Grit & Screening Conveyors Inspection(As per list of Activities) | Conveyor, Bar Screen, Headhouse, North Side | THR-PLT-CVN | 8000000 | THR-PLT-CV-0161 | Check Gearbox Oil level Stuffing box pkgGasketsFlangesLooseness of SupportsLub of Red Motor for
THR-PLT | 47 | 6 Months, IMM Grit & Screening Conveyors Inspection(As per list of Activities) | Conveyor, Bar Screen, Headhouse, North Side | THR-PLT-CVN | 2000000 | THR-PLT-CV-0111 | Check Gearbox Oil level Stuffing box pkgGasketsFlangesLooseness of SupportsLub of Red Motor for
THR-PLT | 47 | 6 Months, IMM Grit & Screening Conveyors Inspection(As per list of Activities) | Conveyor, Bar Screen, Headhouse, North Side | THR-PLT-CVN | 10000000 | THR-PLT-CV-0170 | Check Gearbox Oil level Stuffing box pkgGasketsFlangesLooseness of SupportsLub of Red Motor for
THR-PLT | 47 | 6 Months, IMM Grit & Screening Conveyors Inspection(As per list of Activities) | Conveyor, Bar Screen, Headhouse, North Side | THR-PLT-CVN | 9000000 | THR-PLT-CV-0162 | Check Gearbox Oil level Stuffing box pkgGasketsFlangesLooseness of SupportsLub of Red Motor for
THR-PLT | 47 | 6 Months, IMM Grit & Screening Conveyors Inspection(As per list of Activities) | Conveyor, Bar Screen, Headhouse, North Side | THR-PLT-CVN | 11000000 | THR-PLT-CV-0171 | Check Gearbox Oil level Stuffing box pkgGasketsFlangesLooseness of SupportsLub of Red Motor for
THR-PLT | 47 | 6 Months, IMM Grit & Screening Conveyors Inspection(As per list of Activities) | Conveyor, Bar Screen, Headhouse, North Side | THR-PLT-CVN | 12000000 | THR-PLT-CV-0172 | Check Gearbox Oil level Stuffing box pkgGasketsFlangesLooseness of SupportsLub of Red Motor for
THR-PLT | 51 | 6 Months- IMM Bar Screen Compactor inspections(As per list of Activities) | Compactor, Bar Screen, Preliminary Treatment | THR-PLT-CMP | 1000000 | THR-PLT-CMP-0100 | Bar Screen Compactor inspections as per 1A1 and 1A20 for
THR-PLT | 51 | 6 Months- IMM Bar Screen Compactor inspections(As per list of Activities) | Compactor, Bar Screen, Preliminary Treatment | THR-PLT-CMP | 2000000 | THR-PLT-CMP-0110 | Bar Screen Compactor inspections as per 1A1 and 1A20 for
THR-PLT | 51 | 6 Months- IMM Bar Screen Compactor inspections(As per list of Activities) | Compactor, Bar Screen, Preliminary Treatment | THR-PLT-CMP | 5000000 | THR-PLT-CMP-0140 | Bar Screen Compactor inspections as per 1A1 and 1A20 for
THR-PLT | 51 | 6 Months- IMM Bar Screen Compactor inspections(As per list of Activities) | Compactor, Bar Screen, Preliminary Treatment | THR-PLT-CMP | 3000000 | THR-PLT-CMP-0120 | Bar Screen Compactor inspections as per 1A1 and 1A20 for
THR-PLT | 51 | 6 Months- IMM Bar Screen Compactor inspections(As per list of Activities) | Compactor, Bar Screen, Preliminary Treatment | THR-PLT-CMP | 4000000 | THR-PLT-CMP-0130 | Bar Screen Compactor inspections as per 1A1 and 1A20 for
THR-PLT | 51 | 6 Months- IMM Bar Screen Compactor inspections(As per list of Activities) | Compactor, Bar Screen, Preliminary Treatment | THR-PLT-CMP | 6000000 | THR-PLT-CMP-0150 | Bar Screen Compactor inspections as per 1A1 and 1A20 for
THR-PLT | 53 | Yearly-EICT Calibration of Grit Pump Seal Water Flow Switch(Head house)(As per list of Activities) | Grit Pumps, Preliminary Treatment, Head House | THR-PLT-GRIT-P-HH | 1000000 | THR-PLT-FSL-1414 | Calibration of Grit Pump Seal Water Flow Switch as per for
THR-PLT | 53 | Yearly-EICT Calibration of Grit Pump Seal Water Flow Switch(Head house)(As per list of Activities) | Grit Pumps, Preliminary Treatment, Head House | THR-PLT-GRIT-P-HH | 3000000 | THR-PLT-FSL-1514 | Calibration of Grit Pump Seal Water Flow Switch as per for
THR-PLT | 53 | Yearly-EICT Calibration of Grit Pump Seal Water Flow Switch(Head house)(As per list of Activities) | Grit Pumps, Preliminary Treatment, Head House | THR-PLT-GRIT-P-HH | 2000000 | THR-PLT-FSL-1424 | Calibration of Grit Pump Seal Water Flow Switch as per for
THR-PLT | 53 | Yearly-EICT Calibration of Grit Pump Seal Water Flow Switch(Head house)(As per list of Activities) | Grit Pumps, Preliminary Treatment, Head House | THR-PLT-GRIT-P-HH | 10000000 | THR-PLT-FSL-1824 | Calibration of Grit Pump Seal Water Flow Switch as per for
THR-PLT | 53 | Yearly-EICT Calibration of Grit Pump Seal Water Flow Switch(Head house)(As per list of Activities) | Grit Pumps, Preliminary Treatment, Head House | THR-PLT-GRIT-P-HH | 4000000 | THR-PLT-FSL-1524 | Calibration of Grit Pump Seal Water Flow Switch as per for
THR-PLT | 53 | Yearly-EICT Calibration of Grit Pump Seal Water Flow Switch(Head house)(As per list of Activities) | Grit Pumps, Preliminary Treatment, Head House | THR-PLT-GRIT-P-HH | 11000000 | THR-PLT-FSL-1914 | Calibration of Grit Pump Seal Water Flow Switch as per for
THR-PLT | 53 | Yearly-EICT Calibration of Grit Pump Seal Water Flow Switch(Head house)(As per list of Activities) | Grit Pumps, Preliminary Treatment, Head House | THR-PLT-GRIT-P-HH | 5000000 | THR-PLT-FSL-1614 | Calibration of Grit Pump Seal Water Flow Switch as per for
THR-PLT | 53 | Yearly-EICT Calibration of Grit Pump Seal Water Flow Switch(Head house)(As per list of Activities) | Grit Pumps, Preliminary Treatment, Head House | THR-PLT-GRIT-P-HH | 6000000 | THR-PLT-FSL-1624 | Calibration of Grit Pump Seal Water Flow Switch as per for
THR-PLT | 53 | Yearly-EICT Calibration of Grit Pump Seal Water Flow Switch(Head house)(As per list of Activities) | Grit Pumps, Preliminary Treatment, Head House | THR-PLT-GRIT-P-HH | 7000000 | THR-PLT-FSL-1714 | Calibration of Grit Pump Seal Water Flow Switch as per for
THR-PLT | 53 | Yearly-EICT Calibration of Grit Pump Seal Water Flow Switch(Head house)(As per list of Activities) | Grit Pumps, Preliminary Treatment, Head House | THR-PLT-GRIT-P-HH | 8000000 | THR-PLT-FSL-1724 | Calibration of Grit Pump Seal Water Flow Switch as per for
THR-PLT | 53 | Yearly-EICT Calibration of Grit Pump Seal Water Flow Switch(Head house)(As per list of Activities) | Grit Pumps, Preliminary Treatment, Head House | THR-PLT-GRIT-P-HH | 9000000 | THR-PLT-FSL-1814 | Calibration of Grit Pump Seal Water Flow Switch as per for
THR-PLT | 53 | Yearly-EICT Calibration of Grit Pump Seal Water Flow Switch(Head house)(As per list of Activities) | Grit Pumps, Preliminary Treatment, Head House | THR-PLT-GRIT-P-HH | 12000000 | THR-PLT-FSL-1924 | Calibration of Grit Pump Seal Water Flow Switch as per for
THR-PLT | 54 | Yearly-EICT Calibration of Grit Pump Seal Water Flow Switch(Grit Bldg)(As per list of Activities) | Grit Pumps, Preliminary Treatment, Grit Building | THR-PLT-GRIT-P | 1000000 | THR-PLT-FSL-1937 | Calibration as per for Pg 182122 of manual for
THR-PLT | 54 | Yearly-EICT Calibration of Grit Pump Seal Water Flow Switch(Grit Bldg)(As per list of Activities) | Grit Pumps, Preliminary Treatment, Grit Building | THR-PLT-GRIT-P | 2000000 | THR-PLT-FSL-1947 | Calibration as per for Pg 182122 of manual for
THR-PLT | 54 | Yearly-EICT Calibration of Grit Pump Seal Water Flow Switch(Grit Bldg)(As per list of Activities) | Grit Pumps, Preliminary Treatment, Grit Building | THR-PLT-GRIT-P | 4000000 | THR-PLT-FSL-2212 | Calibration as per for Pg 182122 of manual for
THR-PLT | 54 | Yearly-EICT Calibration of Grit Pump Seal Water Flow Switch(Grit Bldg)(As per list of Activities) | Grit Pumps, Preliminary Treatment, Grit Building | THR-PLT-GRIT-P | 3000000 | THR-PLT-FSL-2202 | Calibration as per for Pg 182122 of manual for
THR-PLT | 54 | Yearly-EICT Calibration of Grit Pump Seal Water Flow Switch(Grit Bldg)(As per list of Activities) | Grit Pumps, Preliminary Treatment, Grit Building | THR-PLT-GRIT-P | 5000000 | THR-PLT-FSL-2222 | Calibration as per for Pg 182122 of manual for
THR-PLT | 54 | Yearly-EICT Calibration of Grit Pump Seal Water Flow Switch(Grit Bldg)(As per list of Activities) | Grit Pumps, Preliminary Treatment, Grit Building | THR-PLT-GRIT-P | 9000000 | THR-PLT-FSL-2701 | Calibration as per for Pg 182122 of manual for
THR-PLT | 54 | Yearly-EICT Calibration of Grit Pump Seal Water Flow Switch(Grit Bldg)(As per list of Activities) | Grit Pumps, Preliminary Treatment, Grit Building | THR-PLT-GRIT-P | 6000000 | THR-PLT-FSL-2401 | Calibration as per for Pg 182122 of manual for
THR-PLT | 54 | Yearly-EICT Calibration of Grit Pump Seal Water Flow Switch(Grit Bldg)(As per list of Activities) | Grit Pumps, Preliminary Treatment, Grit Building | THR-PLT-GRIT-P | 7000000 | THR-PLT-FSL-2501 | Calibration as per for Pg 182122 of manual for
THR-PLT | 54 | Yearly-EICT Calibration of Grit Pump Seal Water Flow Switch(Grit Bldg)(As per list of Activities) | Grit Pumps, Preliminary Treatment, Grit Building | THR-PLT-GRIT-P | 8000000 | THR-PLT-FSL-2601 | Calibration as per for Pg 182122 of manual for
THR-PLT | 54 | Yearly-EICT Calibration of Grit Pump Seal Water Flow Switch(Grit Bldg)(As per list of Activities) | Grit Pumps, Preliminary Treatment, Grit Building | THR-PLT-GRIT-P | 10000000 | THR-PLT-FSL-2801 | Calibration as per for Pg 182122 of manual for
THR-PLT | 54 | Yearly-EICT Calibration of Grit Pump Seal Water Flow Switch(Grit Bldg)(As per list of Activities) | Grit Pumps, Preliminary Treatment, Grit Building | THR-PLT-GRIT-P | 11000000 | THR-PLT-FSL-2901 | Calibration as per for Pg 182122 of manual for
THR-PLT | 54 | Yearly-EICT Calibration of Grit Pump Seal Water Flow Switch(Grit Bldg)(As per list of Activities) | Grit Pumps, Preliminary Treatment, Grit Building | THR-PLT-GRIT-P | 12000000 | THR-PLT-FSL-2907 | Calibration as per for Pg 182122 of manual for
THR-PLT | 54 | Yearly-EICT Calibration of Grit Pump Seal Water Flow Switch(Grit Bldg)(As per list of Activities) | Grit Pumps, Preliminary Treatment, Grit Building | THR-PLT-GRIT-P | 13000000 | THR-PLT-FSL-2927 | Calibration as per for Pg 182122 of manual for
THR-PLT | 57 | 1 Year - EICT PLC, RPU functionality and operational tests (AS PER ACTIVITY LIST) | Prelimnery Treatement RPUs | THR-PLT-RPU | 1000000 | THR-PLT-RPU-0010 | Visual inspection of RPUs cleanliness wiring condition PLC status fuse and breaker inspection RPU UPS status for
THR-PLT | 57 | 1 Year - EICT PLC, RPU functionality and operational tests (AS PER ACTIVITY LIST) | Prelimnery Treatement RPUs | THR-PLT-RPU | 2000000 | THR-PLT-RPU-0203 | Visual inspection of RPUs cleanliness wiring condition PLC status fuse and breaker inspection RPU UPS status for
THR-PLT | 57 | 1 Year - EICT PLC, RPU functionality and operational tests (AS PER ACTIVITY LIST) | Prelimnery Treatement RPUs | THR-PLT-RPU | 8000000 | THR-PLT-RPU-0209 | Visual inspection of RPUs cleanliness wiring condition PLC status fuse and breaker inspection RPU UPS status for
THR-PLT | 57 | 1 Year - EICT PLC, RPU functionality and operational tests (AS PER ACTIVITY LIST) | Prelimnery Treatement RPUs | THR-PLT-RPU | 3000000 | THR-PLT-RPU-0204 | Visual inspection of RPUs cleanliness wiring condition PLC status fuse and breaker inspection RPU UPS status for
THR-PLT | 57 | 1 Year - EICT PLC, RPU functionality and operational tests (AS PER ACTIVITY LIST) | Prelimnery Treatement RPUs | THR-PLT-RPU | 12000000 | THR-PLT-RPU-0231 | Visual inspection of RPUs cleanliness wiring condition PLC status fuse and breaker inspection RPU UPS status for
THR-PLT | 57 | 1 Year - EICT PLC, RPU functionality and operational tests (AS PER ACTIVITY LIST) | Prelimnery Treatement RPUs | THR-PLT-RPU | 4000000 | THR-PLT-RPU-0205 | Visual inspection of RPUs cleanliness wiring condition PLC status fuse and breaker inspection RPU UPS status for
THR-PLT | 57 | 1 Year - EICT PLC, RPU functionality and operational tests (AS PER ACTIVITY LIST) | Prelimnery Treatement RPUs | THR-PLT-RPU | 5000000 | THR-PLT-RPU-0206 | Visual inspection of RPUs cleanliness wiring condition PLC status fuse and breaker inspection RPU UPS status for
THR-PLT | 57 | 1 Year - EICT PLC, RPU functionality and operational tests (AS PER ACTIVITY LIST) | Prelimnery Treatement RPUs | THR-PLT-RPU | 6000000 | THR-PLT-RPU-0207 | Visual inspection of RPUs cleanliness wiring condition PLC status fuse and breaker inspection RPU UPS status for
THR-PLT | 57 | 1 Year - EICT PLC, RPU functionality and operational tests (AS PER ACTIVITY LIST) | Prelimnery Treatement RPUs | THR-PLT-RPU | 7000000 | THR-PLT-RPU-0208 | Visual inspection of RPUs cleanliness wiring condition PLC status fuse and breaker inspection RPU UPS status for
THR-PLT | 57 | 1 Year - EICT PLC, RPU functionality and operational tests (AS PER ACTIVITY LIST) | Prelimnery Treatement RPUs | THR-PLT-RPU | 9000000 | THR-PLT-RPU-0210 | Visual inspection of RPUs cleanliness wiring condition PLC status fuse and breaker inspection RPU UPS status for
THR-PLT | 57 | 1 Year - EICT PLC, RPU functionality and operational tests (AS PER ACTIVITY LIST) | Prelimnery Treatement RPUs | THR-PLT-RPU | 10000000 | THR-PLT-RPU-0220 | Visual inspection of RPUs cleanliness wiring condition PLC status fuse and breaker inspection RPU UPS status for
THR-PLT | 57 | 1 Year - EICT PLC, RPU functionality and operational tests (AS PER ACTIVITY LIST) | Prelimnery Treatement RPUs | THR-PLT-RPU | 11000000 | THR-PLT-RPU-0221 | Visual inspection of RPUs cleanliness wiring condition PLC status fuse and breaker inspection RPU UPS status for
THR-PLT-CE | 3 | 3 Months - IMM Bar screen upper chain drive pillow blocks lubrication | Preliminary Treatment, Bar Screens | THR-PLT-SC | 1000000 | THR-PLT-SC-0102 | Inspect the condition of the four 4 sections of bar screen rakes
THR-PLT-CE | 3 | 3 Months - IMM Bar screen upper chain drive pillow blocks lubrication | Preliminary Treatment, Bar Screens | THR-PLT-SC | 3000000 | THR-PLT-SC-0122 | Inspect the condition of the four 4 sections of bar screen rakes
THR-PLT-CE | 3 | 3 Months - IMM Bar screen upper chain drive pillow blocks lubrication | Preliminary Treatment, Bar Screens | THR-PLT-SC | 2000000 | THR-PLT-SC-0112 | Inspect the condition of the four 4 sections of bar screen rakes
THR-PLT-CE | 3 | 3 Months - IMM Bar screen upper chain drive pillow blocks lubrication | Preliminary Treatment, Bar Screens | THR-PLT-SC | 4000000 | THR-PLT-SC-0132 | Inspect the condition of the four 4 sections of bar screen rakes
THR-PLT-CE | 3 | 3 Months - IMM Bar screen upper chain drive pillow blocks lubrication | Preliminary Treatment, Bar Screens | THR-PLT-SC | 5000000 | THR-PLT-SC-0142 | Inspect the condition of the four 4 sections of bar screen rakes
THR-PLT-CE | 3 | 3 Months - IMM Bar screen upper chain drive pillow blocks lubrication | Preliminary Treatment, Bar Screens | THR-PLT-SC | 6000000 | THR-PLT-SC-0152 | Inspect the condition of the four 4 sections of bar screen rakes
THR-PRM | 1 | 2 Months - EICT Scum transfer pump tank (east side) level transmitter check. | Transmitter, Level, PTs #09 & #10 Hot water Suply Tank- T-3400 | THR-PRM-LIT-3401 | 1000000 | THR-PRM-LIT-3401 | Scum transfer tank east side level transmitter check
THR-PRM | 1 | 2 Months - EICT Scum transfer pump tank (east side) level transmitter check. | Transmitter, Level, PTs #09 & #10 Hot water Suply Tank- T-3400 | THR-PRM-LIT-3401 | 2000000 | THR-PRM-LIT-3501 | Scum transfer tank east side level transmitter check
THR-PRM | 3 | 6 Months - IMM Primary sluice gates exercise and lubrication (A)(as per Activity list) | Gate, Sluice, North , Preliminary Treatment | THR-PLT-G-NORTH | 2000000 | THR-PRM-G-0041 | 6M Primary Sluice GatesExercise and Lubrication for
THR-PRM | 3 | 6 Months - IMM Primary sluice gates exercise and lubrication (A)(as per Activity list) | Gate, Sluice, North , Preliminary Treatment | THR-PLT-G-NORTH | 1000000 | THR-PRM-G-0040 | 6M Primary Sluice GatesExercise and Lubrication for
THR-PRM | 3 | 6 Months - IMM Primary sluice gates exercise and lubrication (A)(as per Activity list) | Gate, Sluice, North , Preliminary Treatment | THR-PLT-G-NORTH | 5000000 | THR-PRM-G-0044 | 6M Primary Sluice GatesExercise and Lubrication for
THR-PRM | 3 | 6 Months - IMM Primary sluice gates exercise and lubrication (A)(as per Activity list) | Gate, Sluice, North , Preliminary Treatment | THR-PLT-G-NORTH | 3000000 | THR-PRM-G-0042 | 6M Primary Sluice GatesExercise and Lubrication for
THR-PRM | 3 | 6 Months - IMM Primary sluice gates exercise and lubrication (A)(as per Activity list) | Gate, Sluice, North , Preliminary Treatment | THR-PLT-G-NORTH | 7000000 | THR-PRM-G-0046 | 6M Primary Sluice GatesExercise and Lubrication for
THR-PRM | 3 | 6 Months - IMM Primary sluice gates exercise and lubrication (A)(as per Activity list) | Gate, Sluice, North , Preliminary Treatment | THR-PLT-G-NORTH | 4000000 | THR-PRM-G-0043 | 6M Primary Sluice GatesExercise and Lubrication for
THR-PRM | 3 | 6 Months - IMM Primary sluice gates exercise and lubrication (A)(as per Activity list) | Gate, Sluice, North , Preliminary Treatment | THR-PLT-G-NORTH | 6000000 | THR-PRM-G-0045 | 6M Primary Sluice GatesExercise and Lubrication for
THR-PRM | 3 | 6 Months - IMM Primary sluice gates exercise and lubrication (A)(as per Activity list) | Gate, Sluice, North , Preliminary Treatment | THR-PLT-G-NORTH | 8000000 | THR-PRM-G-0050 | 6M Primary Sluice GatesExercise and Lubrication for
THR-PRM | 3 | 6 Months - IMM Primary sluice gates exercise and lubrication (A)(as per Activity list) | Gate, Sluice, North , Preliminary Treatment | THR-PLT-G-NORTH | 9000000 | THR-PRM-G-0051 | 6M Primary Sluice GatesExercise and Lubrication for
THR-PRM | 3 | 6 Months - IMM Primary sluice gates exercise and lubrication (A)(as per Activity list) | Gate, Sluice, South , Preliminary Treatment | THR-PLT-G-SOUTH | 1000000 | THR-PRM-G-0101 | 6M Primary Sluice GatesExercise and Lubrication for
THR-PRM | 3 | 6 Months - IMM Primary sluice gates exercise and lubrication (A)(as per Activity list) | Gate, Sluice, South , Preliminary Treatment | THR-PLT-G-SOUTH | 2000000 | THR-PRM-G-0110 | 6M Primary Sluice GatesExercise and Lubrication for
THR-PRM | 3 | 6 Months - IMM Primary sluice gates exercise and lubrication (A)(as per Activity list) | Gate, Sluice, South , Preliminary Treatment | THR-PLT-G-SOUTH | 4000000 | THR-PRM-G-0112 | 6M Primary Sluice GatesExercise and Lubrication for
THR-PRM | 3 | 6 Months - IMM Primary sluice gates exercise and lubrication (A)(as per Activity list) | Gate, Sluice, South , Preliminary Treatment | THR-PLT-G-SOUTH | 5000000 | THR-PRM-G-0113 | 6M Primary Sluice GatesExercise and Lubrication for
THR-PRM | 3 | 6 Months - IMM Primary sluice gates exercise and lubrication (A)(as per Activity list) | Gate, Sluice, South , Preliminary Treatment | THR-PLT-G-SOUTH | 3000000 | THR-PRM-G-0111 | 6M Primary Sluice GatesExercise and Lubrication for
THR-PRM | 3 | 6 Months - IMM Primary sluice gates exercise and lubrication (A)(as per Activity list) | Gate, Sluice, South , Preliminary Treatment | THR-PLT-G-SOUTH | 6000000 | THR-PRM-G-0210 | 6M Primary Sluice GatesExercise and Lubrication for
THR-PRM | 3 | 6 Months - IMM Primary sluice gates exercise and lubrication (A)(as per Activity list) | Gate, Sluice, South , Preliminary Treatment | THR-PLT-G-SOUTH | 9000000 | THR-PRM-G-0213 | 6M Primary Sluice GatesExercise and Lubrication for
THR-PRM | 3 | 6 Months - IMM Primary sluice gates exercise and lubrication (A)(as per Activity list) | Gate, Sluice, South , Preliminary Treatment | THR-PLT-G-SOUTH | 7000000 | THR-PRM-G-0211 | 6M Primary Sluice GatesExercise and Lubrication for
THR-PRM | 3 | 6 Months - IMM Primary sluice gates exercise and lubrication (A)(as per Activity list) | Gate, Sluice, South , Preliminary Treatment | THR-PLT-G-SOUTH | 11000000 | THR-PRM-G-0311 | 6M Primary Sluice GatesExercise and Lubrication for
THR-PRM | 3 | 6 Months - IMM Primary sluice gates exercise and lubrication (A)(as per Activity list) | Gate, Sluice, South , Preliminary Treatment | THR-PLT-G-SOUTH | 8000000 | THR-PRM-G-0212 | 6M Primary Sluice GatesExercise and Lubrication for
THR-PRM | 3 | 6 Months - IMM Primary sluice gates exercise and lubrication (A)(as per Activity list) | Gate, Sluice, South , Preliminary Treatment | THR-PLT-G-SOUTH | 13000000 | THR-PRM-G-0410 | 6M Primary Sluice GatesExercise and Lubrication for
THR-PRM | 3 | 6 Months - IMM Primary sluice gates exercise and lubrication (A)(as per Activity list) | Gate, Sluice, South , Preliminary Treatment | THR-PLT-G-SOUTH | 10000000 | THR-PRM-G-0310 | 6M Primary Sluice GatesExercise and Lubrication for
THR-PRM | 3 | 6 Months - IMM Primary sluice gates exercise and lubrication (A)(as per Activity list) | Gate, Sluice, South , Preliminary Treatment | THR-PLT-G-SOUTH | 14000000 | THR-PRM-G-0411 | 6M Primary Sluice GatesExercise and Lubrication for
THR-PRM | 3 | 6 Months - IMM Primary sluice gates exercise and lubrication (A)(as per Activity list) | Gate, Sluice, South , Preliminary Treatment | THR-PLT-G-SOUTH | 12000000 | THR-PRM-G-0312 | 6M Primary Sluice GatesExercise and Lubrication for
THR-PRM | 3 | 6 Months - IMM Primary sluice gates exercise and lubrication (A)(as per Activity list) | Gate, Sluice, South , Preliminary Treatment | THR-PLT-G-SOUTH | 21000000 | THR-PRM-G-0610 | 6M Primary Sluice GatesExercise and Lubrication for
THR-PRM | 3 | 6 Months - IMM Primary sluice gates exercise and lubrication (A)(as per Activity list) | Gate, Sluice, South , Preliminary Treatment | THR-PLT-G-SOUTH | 15000000 | THR-PRM-G-0412 | 6M Primary Sluice GatesExercise and Lubrication for
THR-PRM | 3 | 6 Months - IMM Primary sluice gates exercise and lubrication (A)(as per Activity list) | Gate, Sluice, South , Preliminary Treatment | THR-PLT-G-SOUTH | 22000000 | THR-PRM-G-0611 | 6M Primary Sluice GatesExercise and Lubrication for
THR-PRM | 3 | 6 Months - IMM Primary sluice gates exercise and lubrication (A)(as per Activity list) | Gate, Sluice, South , Preliminary Treatment | THR-PLT-G-SOUTH | 16000000 | THR-PRM-G-0510 | 6M Primary Sluice GatesExercise and Lubrication for
THR-PRM | 3 | 6 Months - IMM Primary sluice gates exercise and lubrication (A)(as per Activity list) | Gate, Sluice, South , Preliminary Treatment | THR-PLT-G-SOUTH | 23000000 | THR-PRM-G-0612 | 6M Primary Sluice GatesExercise and Lubrication for
THR-PRM | 3 | 6 Months - IMM Primary sluice gates exercise and lubrication (A)(as per Activity list) | Gate, Sluice, South , Preliminary Treatment | THR-PLT-G-SOUTH | 17000000 | THR-PRM-G-0511 | 6M Primary Sluice GatesExercise and Lubrication for
THR-PRM | 3 | 6 Months - IMM Primary sluice gates exercise and lubrication (A)(as per Activity list) | Gate, Sluice, South , Preliminary Treatment | THR-PLT-G-SOUTH | 24000000 | THR-PRM-G-0613 | 6M Primary Sluice GatesExercise and Lubrication for
THR-PRM | 3 | 6 Months - IMM Primary sluice gates exercise and lubrication (A)(as per Activity list) | Gate, Sluice, South , Preliminary Treatment | THR-PLT-G-SOUTH | 18000000 | THR-PRM-G-0512 | 6M Primary Sluice GatesExercise and Lubrication for
THR-PRM | 3 | 6 Months - IMM Primary sluice gates exercise and lubrication (A)(as per Activity list) | Gate, Sluice, South , Preliminary Treatment | THR-PLT-G-SOUTH | 27000000 | THR-PRM-G-0712 | 6M Primary Sluice GatesExercise and Lubrication for
THR-PRM | 3 | 6 Months - IMM Primary sluice gates exercise and lubrication (A)(as per Activity list) | Gate, Sluice, South , Preliminary Treatment | THR-PLT-G-SOUTH | 19000000 | THR-PRM-G-0512 | 6M Primary Sluice GatesExercise and Lubrication for
THR-PRM | 3 | 6 Months - IMM Primary sluice gates exercise and lubrication (A)(as per Activity list) | Gate, Sluice, South , Preliminary Treatment | THR-PLT-G-SOUTH | 29000000 | THR-PRM-G-0801 | 6M Primary Sluice GatesExercise and Lubrication for
THR-PRM | 3 | 6 Months - IMM Primary sluice gates exercise and lubrication (A)(as per Activity list) | Gate, Sluice, South , Preliminary Treatment | THR-PLT-G-SOUTH | 20000000 | THR-PRM-G-0601 | 6M Primary Sluice GatesExercise and Lubrication for
THR-PRM | 3 | 6 Months - IMM Primary sluice gates exercise and lubrication (A)(as per Activity list) | Gate, Sluice, South , Preliminary Treatment | THR-PLT-G-SOUTH | 30000000 | THR-PRM-G-0810 | 6M Primary Sluice GatesExercise and Lubrication for
THR-PRM | 3 | 6 Months - IMM Primary sluice gates exercise and lubrication (A)(as per Activity list) | Gate, Sluice, South , Preliminary Treatment | THR-PLT-G-SOUTH | 25000000 | THR-PRM-G-0710 | 6M Primary Sluice GatesExercise and Lubrication for
THR-PRM | 3 | 6 Months - IMM Primary sluice gates exercise and lubrication (A)(as per Activity list) | Gate, Sluice, South , Preliminary Treatment | THR-PLT-G-SOUTH | 32000000 | THR-PRM-G-0812 | 6M Primary Sluice GatesExercise and Lubrication for
THR-PRM | 3 | 6 Months - IMM Primary sluice gates exercise and lubrication (A)(as per Activity list) | Gate, Sluice, South , Preliminary Treatment | THR-PLT-G-SOUTH | 26000000 | THR-PRM-G-0711 | 6M Primary Sluice GatesExercise and Lubrication for
THR-PRM | 3 | 6 Months - IMM Primary sluice gates exercise and lubrication (A)(as per Activity list) | Gate, Sluice, South , Preliminary Treatment | THR-PLT-G-SOUTH | 28000000 | THR-PRM-G-0713 | 6M Primary Sluice GatesExercise and Lubrication for
THR-PRM | 3 | 6 Months - IMM Primary sluice gates exercise and lubrication (A)(as per Activity list) | Gate, Sluice, South , Preliminary Treatment | THR-PLT-G-SOUTH | 31000000 | THR-PRM-G-0811 | 6M Primary Sluice GatesExercise and Lubrication for
THR-PRM | 3 | 6 Months - IMM Primary sluice gates exercise and lubrication (A)(as per Activity list) | Gate, Sluice, South , Preliminary Treatment | THR-PLT-G-SOUTH | 33000000 | THR-PRM-G-0813 | 6M Primary Sluice GatesExercise and Lubrication for
THR-PRM | 5 | 6 Months - EICT North Primary Bridge Collector Limit switch functional tests | Bridge Collector, (NEW) Sludge/Scum, Tank 1000, Primary Clarification - Primary Tank - North | THR-PRM-CM-1002 | 2000000 | THR-PRM-CM-1002 | Bridge collector stop limit switch striker plate bolt tightening for
THR-PRM | 5 | 6 Months - EICT North Primary Bridge Collector Limit switch functional tests | Bridge Collector, (NEW) Sludge/Scum, Tank 1000, Primary Clarification - Primary Tank - North | THR-PRM-CM-1002 | 1000000 | THR-PRM-CM-1002 | Bridge collector stop limit switch striker plate bolt tightening for
THR-PRM | 5 | 6 Months - EICT North Primary Bridge Collector Limit switch functional tests | Bridge Collector, (NEW) Sludge/Scum, Tank 1000, Primary Clarification - Primary Tank - North | THR-PRM-CM-1002 | 3000000 | THR-PRM-CM-1002 | Bridge collector stop limit switch striker plate bolt tightening for
THR-PRM | 5 | 6 Months - EICT North Primary Bridge Collector Limit switch functional tests | Bridge Collector, (NEW) Sludge/Scum, Tank 1100, Primary Clarification - Primary Tank - North | THR-PRM-CM-1102 | 3000000 | THR-PRM-CM-1102 | Bridge collector stop limit switch striker plate bolt tightening for
THR-PRM | 5 | 6 Months - EICT North Primary Bridge Collector Limit switch functional tests | Bridge Collector, (NEW) Sludge/Scum, Tank 1100, Primary Clarification - Primary Tank - North | THR-PRM-CM-1102 | 1000000 | THR-PRM-CM-1102 | Bridge collector stop limit switch striker plate bolt tightening for
THR-PRM | 5 | 6 Months - EICT North Primary Bridge Collector Limit switch functional tests | Bridge Collector, (NEW) Sludge/Scum, Tank 1100, Primary Clarification - Primary Tank - North | THR-PRM-CM-1102 | 2000000 | THR-PRM-CM-1102 | Bridge collector stop limit switch striker plate bolt tightening for
THR-PRM | 7 | 2 Monthly - IMM North and South Primary scum pump inspections | Primary Treatment, North Primary | THR-PRM-NORTH | 1000000 | THR-PRM-P-3420 | 859092A9393A Scum Pump Inspection for
THR-PRM | 7 | 2 Monthly - IMM North and South Primary scum pump inspections | Primary Treatment, North Primary | THR-PRM-NORTH | 2000000 | THR-PRM-P-3430 | 859092A9393A Scum Pump Inspection for
THR-PRM | 7 | 2 Monthly - IMM North and South Primary scum pump inspections | Primary Treatment, North Primary | THR-PRM-NORTH | 3000000 | THR-PRM-P-3520 | 859092A9393A Scum Pump Inspection for
THR-PRM | 7 | 2 Monthly - IMM North and South Primary scum pump inspections | Primary Treatment, North Primary | THR-PRM-NORTH | 4000000 | THR-PRM-P-3530 | 859092A9393A Scum Pump Inspection for
THR-PRM | 7 | 2 Monthly - IMM North and South Primary scum pump inspections | Primary Treatment, South Primary | THR-PRM-SOUTH | 1000000 | THR-PRM-P-3120 | 859092A9393A Scum Pump Inspection for
THR-PRM | 7 | 2 Monthly - IMM North and South Primary scum pump inspections | Primary Treatment, South Primary | THR-PRM-SOUTH | 4000000 | THR-PRM-P-3233 | 859092A9393A Scum Pump Inspection for
THR-PRM | 7 | 2 Monthly - IMM North and South Primary scum pump inspections | Primary Treatment, South Primary | THR-PRM-SOUTH | 5000000 | THR-PRM-P-3320 | 859092A9393A Scum Pump Inspection for
THR-PRM | 7 | 2 Monthly - IMM North and South Primary scum pump inspections | Primary Treatment, South Primary | THR-PRM-SOUTH | 2000000 | THR-PRM-P-3130 | 859092A9393A Scum Pump Inspection for
THR-PRM | 7 | 2 Monthly - IMM North and South Primary scum pump inspections | Primary Treatment, South Primary | THR-PRM-SOUTH | 6000000 | THR-PRM-P-3330 | 859092A9393A Scum Pump Inspection for
THR-PRM | 7 | 2 Monthly - IMM North and South Primary scum pump inspections | Primary Treatment, South Primary | THR-PRM-SOUTH | 3000000 | THR-PRM-P-3223 | 859092A9393A Scum Pump Inspection for
THR-PRM | 8 | 6 Months - IMM Sludge transfer pump mechanical seal water line and Coupling check | Sludge Pumping, Primary Treatment, North Primary | THR-PRM-SLP-N | 2000000 | THR-PRM-P-2430 | Coupling check as per for
THR-PRM | 8 | 6 Months - IMM Sludge transfer pump mechanical seal water line and Coupling check | Sludge Pumping, Primary Treatment, North Primary | THR-PRM-SLP-N | 1000000 | THR-PRM-P-2420 | Coupling check as per for
THR-PRM | 8 | 6 Months - IMM Sludge transfer pump mechanical seal water line and Coupling check | Sludge Pumping, Primary Treatment, North Primary | THR-PRM-SLP-N | 4000000 | THR-PRM-P-2530 | Coupling check as per for
THR-PRM | 8 | 6 Months - IMM Sludge transfer pump mechanical seal water line and Coupling check | Sludge Pumping, Primary Treatment, North Primary | THR-PRM-SLP-N | 3000000 | THR-PRM-P-2520 | Coupling check as per for
THR-PRM | 8 | 6 Months - IMM Sludge transfer pump mechanical seal water line and Coupling check | Sludge Pumping, Primary Treatment, North Primary | THR-PRM-SLP-N | 5000000 | THR-PRM-P-2620 | Coupling check as per for
THR-PRM | 8 | 6 Months - IMM Sludge transfer pump mechanical seal water line and Coupling check | Sludge Pumping, Primary Treatment, North Primary | THR-PRM-SLP-N | 6000000 | THR-PRM-P-2630 | Coupling check as per for
THR-PRM | 8 | 6 Months - IMM Sludge transfer pump mechanical seal water line and Coupling check | Sludge Pumping, Primary Treatment, South Primary | THR-PRM-SLP-S | 1000000 | THR-PRM-P-2120 | Mechanical seal water line and coupling check as per 103 107 for
THR-PRM | 8 | 6 Months - IMM Sludge transfer pump mechanical seal water line and Coupling check | Sludge Pumping, Primary Treatment, South Primary | THR-PRM-SLP-S | 2000000 | THR-PRM-P-2121 | Mechanical seal water line and coupling check as per 103 107 for
THR-PRM | 8 | 6 Months - IMM Sludge transfer pump mechanical seal water line and Coupling check | Sludge Pumping, Primary Treatment, South Primary | THR-PRM-SLP-S | 5000000 | THR-PRM-P-2241 | Mechanical seal water line and coupling check as per 103 107 for
THR-PRM | 8 | 6 Months - IMM Sludge transfer pump mechanical seal water line and Coupling check | Sludge Pumping, Primary Treatment, South Primary | THR-PRM-SLP-S | 3000000 | THR-PRM-P-2221 | Mechanical seal water line and coupling check as per 103 107 for
THR-PRM | 8 | 6 Months - IMM Sludge transfer pump mechanical seal water line and Coupling check | Sludge Pumping, Primary Treatment, South Primary | THR-PRM-SLP-S | 7000000 | THR-PRM-P-2341 | Mechanical seal water line and coupling check as per 103 107 for
THR-PRM | 8 | 6 Months - IMM Sludge transfer pump mechanical seal water line and Coupling check | Sludge Pumping, Primary Treatment, South Primary | THR-PRM-SLP-S | 4000000 | THR-PRM-P-2231 | Mechanical seal water line and coupling check as per 103 107 for
THR-PRM | 8 | 6 Months - IMM Sludge transfer pump mechanical seal water line and Coupling check | Sludge Pumping, Primary Treatment, South Primary | THR-PRM-SLP-S | 6000000 | THR-PRM-P-2340 | Mechanical seal water line and coupling check as per 103 107 for
THR-PRM | 9 | 6 Months - EICT Raw sludge densitometer cleaning and calibration- South Primary Sludge Pumping | Analyzer, Density, Discharge Sludge Pumps 2221, 2231 & 2241 | THR-PRM-AIT-2251 | 1000000 | THR-PRM-AIT-2251 | Raw sludge densitometer cleaning and calibration
THR-PRM | 9 | 6 Months - EICT Raw sludge densitometer cleaning and calibration- South Primary Sludge Pumping | Analyzer, Density, Discharge Sludge Pumps 2221, 2231 & 2241 | THR-PRM-AIT-2251 | 4000000 | THR-PRM-AIT-2551 | Raw sludge densitometer cleaning and calibration
THR-PRM | 9 | 6 Months - EICT Raw sludge densitometer cleaning and calibration- South Primary Sludge Pumping | Analyzer, Density, Discharge Sludge Pumps 2221, 2231 & 2241 | THR-PRM-AIT-2251 | 2000000 | THR-PRM-AIT-2346 | Raw sludge densitometer cleaning and calibration
THR-PRM | 9 | 6 Months - EICT Raw sludge densitometer cleaning and calibration- South Primary Sludge Pumping | Analyzer, Density, Discharge Sludge Pumps 2221, 2231 & 2241 | THR-PRM-AIT-2251 | 3000000 | THR-PRM-AIT-2451 | Raw sludge densitometer cleaning and calibration
THR-PRM | 11 | 1 Year - IMM- Primary treatment tank safety rail mounting support check | Primary Sedimentation Tanks | THR-PRM-T | 4000000 | THR-PRM-T-0400 | Primary treatment tank safety rail mounting support check
THR-PRM | 11 | 1 Year - IMM- Primary treatment tank safety rail mounting support check | Primary Sedimentation Tanks | THR-PRM-T | 1000000 | THR-PRM-T-0100 | Primary treatment tank safety rail mounting support check
THR-PRM | 11 | 1 Year - IMM- Primary treatment tank safety rail mounting support check | Primary Sedimentation Tanks | THR-PRM-T | 7000000 | THR-PRM-T-0700 | Primary treatment tank safety rail mounting support check
THR-PRM | 11 | 1 Year - IMM- Primary treatment tank safety rail mounting support check | Primary Sedimentation Tanks | THR-PRM-T | 2000000 | THR-PRM-T-0200 | Primary treatment tank safety rail mounting support check
THR-PRM | 11 | 1 Year - IMM- Primary treatment tank safety rail mounting support check | Primary Sedimentation Tanks | THR-PRM-T | 11000000 | THR-PRM-T-1100 | Primary treatment tank safety rail mounting support check
THR-PRM | 11 | 1 Year - IMM- Primary treatment tank safety rail mounting support check | Primary Sedimentation Tanks | THR-PRM-T | 3000000 | THR-PRM-T-0300 | Primary treatment tank safety rail mounting support check
THR-PRM | 11 | 1 Year - IMM- Primary treatment tank safety rail mounting support check | Primary Sedimentation Tanks | THR-PRM-T | 5000000 | THR-PRM-T-0500 | Primary treatment tank safety rail mounting support check
THR-PRM | 11 | 1 Year - IMM- Primary treatment tank safety rail mounting support check | Primary Sedimentation Tanks | THR-PRM-T | 6000000 | THR-PRM-T-0600 | Primary treatment tank safety rail mounting support check
THR-PRM | 11 | 1 Year - IMM- Primary treatment tank safety rail mounting support check | Primary Sedimentation Tanks | THR-PRM-T | 8000000 | THR-PRM-T-0800 | Primary treatment tank safety rail mounting support check
THR-PRM | 11 | 1 Year - IMM- Primary treatment tank safety rail mounting support check | Primary Sedimentation Tanks | THR-PRM-T | 9000000 | THR-PRM-T-0900 | Primary treatment tank safety rail mounting support check
THR-PRM | 11 | 1 Year - IMM- Primary treatment tank safety rail mounting support check | Primary Sedimentation Tanks | THR-PRM-T | 10000000 | THR-PRM-T-1000 | Primary treatment tank safety rail mounting support check
THR-PRM | 12 | 1 Year - Plant Technician Scum hopper and scum pump header isolation valve exercise tasks (AS PER LIST OF ACTIVITIES) | Valve, Isolation, Scum Hopper T-0130, Scum Pumping - South | THR-PRM-V-0133 | 1000000 | THR-PRM-V-0133 | Primary treatment tank sludge hopper discharge isolation valve exercise
THR-PRM | 12 | 1 Year - Plant Technician Scum hopper and scum pump header isolation valve exercise tasks (AS PER LIST OF ACTIVITIES) | Valve, Isolation, Scum Hopper T-0130, Scum Pumping - South | THR-PRM-V-0133 | 2000000 | THR-PRM-V-0333 | Primary treatment tank sludge hopper discharge isolation valve exercise
THR-PRM | 12 | 1 Year - Plant Technician Scum hopper and scum pump header isolation valve exercise tasks (AS PER LIST OF ACTIVITIES) | Valve, Isolation, Scum Hopper T-0130, Scum Pumping - South | THR-PRM-V-0133 | 3000000 | THR-PRM-V-0733 | Primary treatment tank sludge hopper discharge isolation valve exercise
THR-PRM | 12 | 1 Year - Plant Technician Scum hopper and scum pump header isolation valve exercise tasks (AS PER LIST OF ACTIVITIES) | Valve, Plug, Isolation, Scum Discharge Header, Primary Treatment, Scum Pumping - South | THR-PRM-V-3005 | 4000000 | THR-PRM-V-3120D | Scum pump discharge header system discharge and recycle valve exercise
THR-PRM | 12 | 1 Year - Plant Technician Scum hopper and scum pump header isolation valve exercise tasks (AS PER LIST OF ACTIVITIES) | Valve, Plug, Isolation, Scum Discharge Header, Primary Treatment, Scum Pumping - South | THR-PRM-V-3005 | 6000000 | THR-PRM-V-3110 | Scum pump discharge header system discharge and recycle valve exercise
THR-PRM | 12 | 1 Year - Plant Technician Scum hopper and scum pump header isolation valve exercise tasks (AS PER LIST OF ACTIVITIES) | Valve, Plug, Isolation, Scum Discharge Header, Primary Treatment, Scum Pumping - South | THR-PRM-V-3005 | 8000000 | THR-PRM-V-3330A | Scum pump discharge header system discharge and recycle valve exercise
THR-PRM | 12 | 1 Year - Plant Technician Scum hopper and scum pump header isolation valve exercise tasks (AS PER LIST OF ACTIVITIES) | Valve, Plug, Isolation, Scum Discharge Header, Primary Treatment, Scum Pumping - South | THR-PRM-V-3005 | 9000000 | THR-PRM-V-3130A | Scum pump discharge header system discharge and recycle valve exercise
THR-PRM | 12 | 1 Year - Plant Technician Scum hopper and scum pump header isolation valve exercise tasks (AS PER LIST OF ACTIVITIES) | Valve, Plug, Isolation, Scum Discharge Header, Primary Treatment, Scum Pumping - South | THR-PRM-V-3005 | 1000000 | THR-PRM-V-3005 | Scum pump discharge header system discharge and recycle valve exercise
THR-PRM | 12 | 1 Year - Plant Technician Scum hopper and scum pump header isolation valve exercise tasks (AS PER LIST OF ACTIVITIES) | Valve, Plug, Isolation, Scum Discharge Header, Primary Treatment, Scum Pumping - South | THR-PRM-V-3005 | 10000000 | THR-PRM-V-3130D | Scum pump discharge header system discharge and recycle valve exercise
THR-PRM | 12 | 1 Year - Plant Technician Scum hopper and scum pump header isolation valve exercise tasks (AS PER LIST OF ACTIVITIES) | Valve, Plug, Isolation, Scum Discharge Header, Primary Treatment, Scum Pumping - South | THR-PRM-V-3005 | 2000000 | THR-PRM-V-3133 | Scum pump discharge header system discharge and recycle valve exercise
THR-PRM | 12 | 1 Year - Plant Technician Scum hopper and scum pump header isolation valve exercise tasks (AS PER LIST OF ACTIVITIES) | Valve, Plug, Isolation, Scum Discharge Header, Primary Treatment, Scum Pumping - South | THR-PRM-V-3005 | 11000000 | THR-PRM-V-3230 | Scum pump discharge header system discharge and recycle valve exercise
THR-PRM | 12 | 1 Year - Plant Technician Scum hopper and scum pump header isolation valve exercise tasks (AS PER LIST OF ACTIVITIES) | Valve, Plug, Isolation, Scum Discharge Header, Primary Treatment, Scum Pumping - South | THR-PRM-V-3005 | 3000000 | THR-PRM-V-3120A | Scum pump discharge header system discharge and recycle valve exercise
THR-PRM | 12 | 1 Year - Plant Technician Scum hopper and scum pump header isolation valve exercise tasks (AS PER LIST OF ACTIVITIES) | Valve, Plug, Isolation, Scum Discharge Header, Primary Treatment, Scum Pumping - South | THR-PRM-V-3005 | 12000000 | THR-PRM-V-3235 | Scum pump discharge header system discharge and recycle valve exercise
THR-PRM | 12 | 1 Year - Plant Technician Scum hopper and scum pump header isolation valve exercise tasks (AS PER LIST OF ACTIVITIES) | Valve, Plug, Isolation, Scum Discharge Header, Primary Treatment, Scum Pumping - South | THR-PRM-V-3005 | 5000000 | THR-PRM-V-3103 | Scum pump discharge header system discharge and recycle valve exercise
THR-PRM | 12 | 1 Year - Plant Technician Scum hopper and scum pump header isolation valve exercise tasks (AS PER LIST OF ACTIVITIES) | Valve, Plug, Isolation, Scum Discharge Header, Primary Treatment, Scum Pumping - South | THR-PRM-V-3005 | 13000000 | THR-PRM-V-3240 | Scum pump discharge header system discharge and recycle valve exercise
THR-PRM | 12 | 1 Year - Plant Technician Scum hopper and scum pump header isolation valve exercise tasks (AS PER LIST OF ACTIVITIES) | Valve, Plug, Isolation, Scum Discharge Header, Primary Treatment, Scum Pumping - South | THR-PRM-V-3005 | 7000000 | THR-PRM-V-3140 | Scum pump discharge header system discharge and recycle valve exercise
THR-PRM | 12 | 1 Year - Plant Technician Scum hopper and scum pump header isolation valve exercise tasks (AS PER LIST OF ACTIVITIES) | Valve, Plug, Isolation, Scum Discharge Header, Primary Treatment, Scum Pumping - South | THR-PRM-V-3005 | 16000000 | THR-PRM-V-3005 | Scum pump discharge header system discharge and recycle valve exercise
THR-PRM | 12 | 1 Year - Plant Technician Scum hopper and scum pump header isolation valve exercise tasks (AS PER LIST OF ACTIVITIES) | Valve, Plug, Isolation, Scum Discharge Header, Primary Treatment, Scum Pumping - South | THR-PRM-V-3005 | 14000000 | THR-PRM-V-3242 | Scum pump discharge header system discharge and recycle valve exercise
THR-PRM | 12 | 1 Year - Plant Technician Scum hopper and scum pump header isolation valve exercise tasks (AS PER LIST OF ACTIVITIES) | Valve, Plug, Isolation, Scum Discharge Header, Primary Treatment, Scum Pumping - South | THR-PRM-V-3005 | 17000000 | THR-PRM-V-3133 | Scum pump discharge header system discharge and recycle valve exercise
THR-PRM | 12 | 1 Year - Plant Technician Scum hopper and scum pump header isolation valve exercise tasks (AS PER LIST OF ACTIVITIES) | Valve, Plug, Isolation, Scum Discharge Header, Primary Treatment, Scum Pumping - South | THR-PRM-V-3005 | 15000000 | THR-PRM-V-3210 | Scum pump discharge header system discharge and recycle valve exercise
THR-PRM | 12 | 1 Year - Plant Technician Scum hopper and scum pump header isolation valve exercise tasks (AS PER LIST OF ACTIVITIES) | Valve, Plug, Manual, PTs #09 & #10 scum tank T3400 discharge valve | THR-PRM-V-3401 | 1000000 | THR-PRM-V-3401 | Scum pump discharge header system discharge and recycle valve exercise
THR-PRM | 12 | 1 Year - Plant Technician Scum hopper and scum pump header isolation valve exercise tasks (AS PER LIST OF ACTIVITIES) | Valve, Plug, Manual, PTs #09 & #10 scum tank T3400 discharge valve | THR-PRM-V-3401 | 2000000 | THR-PRM-V-3420A | Scum pump discharge header system discharge and recycle valve exercise
THR-PRM | 12 | 1 Year - Plant Technician Scum hopper and scum pump header isolation valve exercise tasks (AS PER LIST OF ACTIVITIES) | Valve, Plug, Manual, PTs #09 & #10 scum tank T3400 discharge valve | THR-PRM-V-3401 | 3000000 | THR-PRM-V-3420D | Scum pump discharge header system discharge and recycle valve exercise
THR-PRM | 12 | 1 Year - Plant Technician Scum hopper and scum pump header isolation valve exercise tasks (AS PER LIST OF ACTIVITIES) | Valve, Plug, Manual, PTs #09 & #10 scum tank T3400 discharge valve | THR-PRM-V-3401 | 4000000 | THR-PRM-V-3430A | Scum pump discharge header system discharge and recycle valve exercise
THR-PRM | 12 | 1 Year - Plant Technician Scum hopper and scum pump header isolation valve exercise tasks (AS PER LIST OF ACTIVITIES) | Valve, Plug, Manual, PTs #09 & #10 scum tank T3400 discharge valve | THR-PRM-V-3401 | 6000000 | THR-PRM-V-3431 | Scum pump discharge header system discharge and recycle valve exercise
THR-PRM | 12 | 1 Year - Plant Technician Scum hopper and scum pump header isolation valve exercise tasks (AS PER LIST OF ACTIVITIES) | Valve, Plug, Manual, PTs #09 & #10 scum tank T3400 discharge valve | THR-PRM-V-3401 | 5000000 | THR-PRM-V-3430D | Scum pump discharge header system discharge and recycle valve exercise
THR-PRM | 12 | 1 Year - Plant Technician Scum hopper and scum pump header isolation valve exercise tasks (AS PER LIST OF ACTIVITIES) | Valve, Plug, Manual, PTs #09 & #10 scum tank T3400 discharge valve | THR-PRM-V-3401 | 8000000 | THR-PRM-V-3520A | Scum pump discharge header system discharge and recycle valve exercise
THR-PRM | 12 | 1 Year - Plant Technician Scum hopper and scum pump header isolation valve exercise tasks (AS PER LIST OF ACTIVITIES) | Valve, Plug, Manual, PTs #09 & #10 scum tank T3400 discharge valve | THR-PRM-V-3401 | 7000000 | THR-PRM-V-3440 | Scum pump discharge header system discharge and recycle valve exercise
THR-PRM | 12 | 1 Year - Plant Technician Scum hopper and scum pump header isolation valve exercise tasks (AS PER LIST OF ACTIVITIES) | Valve, Plug, Manual, PTs #09 & #10 scum tank T3400 discharge valve | THR-PRM-V-3401 | 9000000 | THR-PRM-V-3520D | Scum pump discharge header system discharge and recycle valve exercise
THR-PRM | 12 | 1 Year - Plant Technician Scum hopper and scum pump header isolation valve exercise tasks (AS PER LIST OF ACTIVITIES) | Valve, Plug, Manual, PTs #09 & #10 scum tank T3400 discharge valve | THR-PRM-V-3401 | 11000000 | THR-PRM-V-3530D | Scum pump discharge header system discharge and recycle valve exercise
THR-PRM | 12 | 1 Year - Plant Technician Scum hopper and scum pump header isolation valve exercise tasks (AS PER LIST OF ACTIVITIES) | Valve, Plug, Manual, PTs #09 & #10 scum tank T3400 discharge valve | THR-PRM-V-3401 | 10000000 | THR-PRM-V-3530A | Scum pump discharge header system discharge and recycle valve exercise
THR-PRM | 12 | 1 Year - Plant Technician Scum hopper and scum pump header isolation valve exercise tasks (AS PER LIST OF ACTIVITIES) | Valve, Plug, Manual, PTs #09 & #10 scum tank T3400 discharge valve | THR-PRM-V-3401 | 12000000 | THR-PRM-V-3501 | Scum pump discharge header system discharge and recycle valve exercise
THR-PRM | 12 | 1 Year - Plant Technician Scum hopper and scum pump header isolation valve exercise tasks (AS PER LIST OF ACTIVITIES) | Valve, Plug, Manual, PTs #09 & #10 scum tank T3400 discharge valve | THR-PRM-V-3401 | 13000000 | THR-PRM-V-3540 | Scum pump discharge header system discharge and recycle valve exercise
THR-PRM | 12 | 1 Year - Plant Technician Scum hopper and scum pump header isolation valve exercise tasks (AS PER LIST OF ACTIVITIES) | Valve, Plug, Manual, PTs #09 & #10 scum tank T3400 discharge valve | THR-PRM-V-3401 | 15000000 | THR-PRM-V-3002 | Scum pump discharge header system discharge and recycle valve exercise
THR-PRM | 12 | 1 Year - Plant Technician Scum hopper and scum pump header isolation valve exercise tasks (AS PER LIST OF ACTIVITIES) | Valve, Plug, Manual, PTs #09 & #10 scum tank T3400 discharge valve | THR-PRM-V-3401 | 14000000 | THR-PRM-V-3001 | Scum pump discharge header system discharge and recycle valve exercise
THR-PRM | 12 | 1 Year - Plant Technician Scum hopper and scum pump header isolation valve exercise tasks (AS PER LIST OF ACTIVITIES) | Valve, Plug, Manual, PTs #09 & #10 scum tank T3400 discharge valve | THR-PRM-V-3401 | 17000000 | THR-PRM-V-3442 | Scum pump discharge header system discharge and recycle valve exercise
THR-PRM | 12 | 1 Year - Plant Technician Scum hopper and scum pump header isolation valve exercise tasks (AS PER LIST OF ACTIVITIES) | Valve, Plug, Manual, PTs #09 & #10 scum tank T3400 discharge valve | THR-PRM-V-3401 | 16000000 | THR-PRM-V-3542 | Scum pump discharge header system discharge and recycle valve exercise
THR-PRM | 13 | 1 Year -Plant Technician Sludge pumps and header isolation valve exercise tasks (AS PER LIST OF ACTIVITIES) | Valve, Knife Gate, Suction, Pump 2120, Primary Treatment, Sludge Pumping - South | THR-PRM-V-2120A | 2000000 | THR-PRM-V-2120D | Raw sludge pump isolation valve exercisefor
THR-PRM | 13 | 1 Year -Plant Technician Sludge pumps and header isolation valve exercise tasks (AS PER LIST OF ACTIVITIES) | Valve, Knife Gate, Suction, Pump 2120, Primary Treatment, Sludge Pumping - South | THR-PRM-V-2120A | 1000000 | THR-PRM-V-2120A | Raw sludge pump isolation valve exercisefor
THR-PRM | 13 | 1 Year -Plant Technician Sludge pumps and header isolation valve exercise tasks (AS PER LIST OF ACTIVITIES) | Valve, Knife Gate, Suction, Pump 2120, Primary Treatment, Sludge Pumping - South | THR-PRM-V-2120A | 3000000 | THR-PRM-V-2121A | Raw sludge pump isolation valve exercisefor
THR-PRM | 13 | 1 Year -Plant Technician Sludge pumps and header isolation valve exercise tasks (AS PER LIST OF ACTIVITIES) | Valve, Knife Gate, Suction, Pump 2120, Primary Treatment, Sludge Pumping - South | THR-PRM-V-2120A | 4000000 | THR-PRM-V-2121D | Raw sludge pump isolation valve exercisefor
THR-PRM | 13 | 1 Year -Plant Technician Sludge pumps and header isolation valve exercise tasks (AS PER LIST OF ACTIVITIES) | Valve, Knife Gate, Suction, Pump 2120, Primary Treatment, Sludge Pumping - South | THR-PRM-V-2120A | 8000000 | THR-PRM-V-2231D | Raw sludge pump isolation valve exercisefor
THR-PRM | 13 | 1 Year -Plant Technician Sludge pumps and header isolation valve exercise tasks (AS PER LIST OF ACTIVITIES) | Valve, Knife Gate, Suction, Pump 2120, Primary Treatment, Sludge Pumping - South | THR-PRM-V-2120A | 5000000 | THR-PRM-V-2221A | Raw sludge pump isolation valve exercisefor
THR-PRM | 13 | 1 Year -Plant Technician Sludge pumps and header isolation valve exercise tasks (AS PER LIST OF ACTIVITIES) | Valve, Knife Gate, Suction, Pump 2120, Primary Treatment, Sludge Pumping - South | THR-PRM-V-2120A | 10000000 | THR-PRM-V-2241D | Raw sludge pump isolation valve exercisefor
THR-PRM | 13 | 1 Year -Plant Technician Sludge pumps and header isolation valve exercise tasks (AS PER LIST OF ACTIVITIES) | Valve, Knife Gate, Suction, Pump 2120, Primary Treatment, Sludge Pumping - South | THR-PRM-V-2120A | 6000000 | THR-PRM-V-2221D | Raw sludge pump isolation valve exercisefor
THR-PRM | 13 | 1 Year -Plant Technician Sludge pumps and header isolation valve exercise tasks (AS PER LIST OF ACTIVITIES) | Valve, Knife Gate, Suction, Pump 2120, Primary Treatment, Sludge Pumping - South | THR-PRM-V-2120A | 11000000 | THR-PRM-V-2305 | Raw sludge pump isolation valve exercisefor
THR-PRM | 13 | 1 Year -Plant Technician Sludge pumps and header isolation valve exercise tasks (AS PER LIST OF ACTIVITIES) | Valve, Knife Gate, Suction, Pump 2120, Primary Treatment, Sludge Pumping - South | THR-PRM-V-2120A | 7000000 | THR-PRM-V-2231A | Raw sludge pump isolation valve exercisefor
THR-PRM | 13 | 1 Year -Plant Technician Sludge pumps and header isolation valve exercise tasks (AS PER LIST OF ACTIVITIES) | Valve, Knife Gate, Suction, Pump 2120, Primary Treatment, Sludge Pumping - South | THR-PRM-V-2120A | 15000000 | THR-PRM-V-2341D | Raw sludge pump isolation valve exercisefor
THR-PRM | 13 | 1 Year -Plant Technician Sludge pumps and header isolation valve exercise tasks (AS PER LIST OF ACTIVITIES) | Valve, Knife Gate, Suction, Pump 2120, Primary Treatment, Sludge Pumping - South | THR-PRM-V-2120A | 9000000 | THR-PRM-V-2241A | Raw sludge pump isolation valve exercisefor
THR-PRM | 13 | 1 Year -Plant Technician Sludge pumps and header isolation valve exercise tasks (AS PER LIST OF ACTIVITIES) | Valve, Knife Gate, Suction, Pump 2120, Primary Treatment, Sludge Pumping - South | THR-PRM-V-2120A | 12000000 | THR-PRM-V-2340D | Raw sludge pump isolation valve exercisefor
THR-PRM | 13 | 1 Year -Plant Technician Sludge pumps and header isolation valve exercise tasks (AS PER LIST OF ACTIVITIES) | Valve, Knife Gate, Suction, Pump 2120, Primary Treatment, Sludge Pumping - South | THR-PRM-V-2120A | 13000000 | THR-PRM-V-2324 | Raw sludge pump isolation valve exercisefor
THR-PRM | 13 | 1 Year -Plant Technician Sludge pumps and header isolation valve exercise tasks (AS PER LIST OF ACTIVITIES) | Valve, Knife Gate, Suction, Pump 2120, Primary Treatment, Sludge Pumping - South | THR-PRM-V-2120A | 14000000 | THR-PRM-V-2315 | Raw sludge pump isolation valve exercisefor
THR-PRM | 13 | 1 Year -Plant Technician Sludge pumps and header isolation valve exercise tasks (AS PER LIST OF ACTIVITIES) | Valve, Knife Gate, Suction, Pump 2120, Primary Treatment, Sludge Pumping - South | THR-PRM-V-2120A | 16000000 | THR-PRM-V-2325 | Raw sludge pump isolation valve exercisefor
THR-PRM | 14 | 1 Year - Plant Technician Scum tank manual isolation valve exercise tasks (AS PER LIST OF ACTIVITIES) | Valve, Outlet, Tank 3100, Primary Treatment, Scum Pumping - South | THR-PRM-V-3110 | 1000000 | THR-PRM-V-3110 | South side scum tank manual isolation valve exercise
THR-PRM | 14 | 1 Year - Plant Technician Scum tank manual isolation valve exercise tasks (AS PER LIST OF ACTIVITIES) | Valve, Outlet, Tank 3100, Primary Treatment, Scum Pumping - South | THR-PRM-V-3110 | 2000000 | THR-PRM-V-3310 | South side scum tank manual isolation valve exercise
THR-PRM | 14 | 1 Year - Plant Technician Scum tank manual isolation valve exercise tasks (AS PER LIST OF ACTIVITIES) | Valve, Outlet, Tank 3100, Primary Treatment, Scum Pumping - South | THR-PRM-V-3110 | 3000000 | THR-PRM-V-3210 | South side scum tank manual isolation valve exercise
THR-PRM | 14 | 1 Year - Plant Technician Scum tank manual isolation valve exercise tasks (AS PER LIST OF ACTIVITIES) | Valve, Outlet, Tank 3100, Primary Treatment, Scum Pumping - South | THR-PRM-V-3110 | 4000000 | THR-PRM-V-3203 | South side scum tank manual isolation valve exercise
THR-PRM | 14 | 1 Year - Plant Technician Scum tank manual isolation valve exercise tasks (AS PER LIST OF ACTIVITIES) | Valve, Knife Gate, Outlet, Tank 3400, Primary Treatment, Scum Pumping - North | THR-PRM-V-3402 | 1000000 | THR-PRM-V-3402 | North side scum tank manual isolation valve exercise
THR-PRM | 14 | 1 Year - Plant Technician Scum tank manual isolation valve exercise tasks (AS PER LIST OF ACTIVITIES) | Valve, Knife Gate, Outlet, Tank 3400, Primary Treatment, Scum Pumping - North | THR-PRM-V-3402 | 2000000 | THR-PRM-V-3501 | North side scum tank manual isolation valve exercise
THR-PRM | 15 | 1 Year - Plant Technician Raw sludge flow meter isolation and bypass valve exercise (AS PER LIST OF ACTIVITIES) | Valve, Knife Gate, Bypass, AIT-2251 & FIT-2256, Sludge Pumping - South | THR-PRM-V-2258 | 2000000 | THR-PRM-V-2259 | Raw sludge flow meter isolation and bypass valve exercisefor
THR-PRM | 15 | 1 Year - Plant Technician Raw sludge flow meter isolation and bypass valve exercise (AS PER LIST OF ACTIVITIES) | Valve, Knife Gate, Bypass, AIT-2251 & FIT-2256, Sludge Pumping - South | THR-PRM-V-2258 | 1000000 | THR-PRM-V-2258 | Raw sludge flow meter isolation and bypass valve exercisefor
THR-PRM | 15 | 1 Year - Plant Technician Raw sludge flow meter isolation and bypass valve exercise (AS PER LIST OF ACTIVITIES) | Valve, Knife Gate, Bypass, AIT-2251 & FIT-2256, Sludge Pumping - South | THR-PRM-V-2258 | 4000000 | THR-PRM-V-2263 | Raw sludge flow meter isolation and bypass valve exercisefor
THR-PRM | 15 | 1 Year - Plant Technician Raw sludge flow meter isolation and bypass valve exercise (AS PER LIST OF ACTIVITIES) | Valve, Knife Gate, Bypass, AIT-2251 & FIT-2256, Sludge Pumping - South | THR-PRM-V-2258 | 3000000 | THR-PRM-V-2260 | Raw sludge flow meter isolation and bypass valve exercisefor
THR-PRM | 15 | 1 Year - Plant Technician Raw sludge flow meter isolation and bypass valve exercise (AS PER LIST OF ACTIVITIES) | Valve, Knife Gate, Bypass, AIT-2251 & FIT-2256, Sludge Pumping - South | THR-PRM-V-2258 | 5000000 | THR-PRM-V-2264 | Raw sludge flow meter isolation and bypass valve exercisefor
THR-PRM | 15 | 1 Year - Plant Technician Raw sludge flow meter isolation and bypass valve exercise (AS PER LIST OF ACTIVITIES) | Valve, Knife Gate, Bypass, AIT-2251 & FIT-2256, Sludge Pumping - South | THR-PRM-V-2258 | 6000000 | THR-PRM-V-2344 | Raw sludge flow meter isolation and bypass valve exercisefor
THR-PRM | 15 | 1 Year - Plant Technician Raw sludge flow meter isolation and bypass valve exercise (AS PER LIST OF ACTIVITIES) | Valve, Knife Gate, Bypass, AIT-2251 & FIT-2256, Sludge Pumping - South | THR-PRM-V-2258 | 7000000 | THR-PRM-V-2350 | Raw sludge flow meter isolation and bypass valve exercisefor
THR-PRM | 16 | 1 Year - EICT Scum transfer pump panel and instrument checks | Control Panel, Temperature Controlller, Heat Tracing, Scum Line, South Primary Stn1 | THR-PRM-CP-0001 | 1000000 | THR-PRM-CP-0001 | South side scum collector transfer pump hot flushing water line electric heat tracing check
THR-PRM | 16 | 1 Year - EICT Scum transfer pump panel and instrument checks | Control Panel, Temperature Controlller, Heat Tracing, Scum Line, South Primary Stn1 | THR-PRM-CP-0001 | 2000000 | THR-PRM-CP-0002 | South side scum collector transfer pump hot flushing water line electric heat tracing check
THR-PRM | 16 | 1 Year - EICT Scum transfer pump panel and instrument checks | Control Panel, Scum Pump 0130, Primary Treatment, Scum Pumping - South | THR-PRM-CP-0130 | 2000000 | THR-PRM-CP-0330 | South side scum collector transfer pump control panel component check
THR-PRM | 16 | 1 Year - EICT Scum transfer pump panel and instrument checks | Control Panel, Scum Pump 0130, Primary Treatment, Scum Pumping - South | THR-PRM-CP-0130 | 1000000 | THR-PRM-CP-0130 | South side scum collector transfer pump control panel component check
THR-PRM | 16 | 1 Year - EICT Scum transfer pump panel and instrument checks | Control Panel, Scum Pump 0130, Primary Treatment, Scum Pumping - South | THR-PRM-CP-0130 | 3000000 | THR-PRM-CP-0530 | South side scum collector transfer pump control panel component check
THR-PRM | 16 | 1 Year - EICT Scum transfer pump panel and instrument checks | Control Panel, Scum Pump 0130, Primary Treatment, Scum Pumping - South | THR-PRM-CP-0130 | 4000000 | THR-PRM-CP-0730 | South side scum collector transfer pump control panel component check
THR-PRM | 18 | 1 Year - EICT Collector shear pin indicator switch functional test.(As per list of Activities) | Long & Cross Collector, Sludge/Scum, Tanks , Primary Clarification - South | THR-PRM-CM-S | 2000000 | THR-PRM-CM-0201 | Collector shear pin indicator switch functional test for
THR-PRM | 18 | 1 Year - EICT Collector shear pin indicator switch functional test.(As per list of Activities) | Long & Cross Collector, Sludge/Scum, Tanks , Primary Clarification - South | THR-PRM-CM-S | 1000000 | THR-PRM-CM-0102 | Collector shear pin indicator switch functional test for
THR-PRM | 18 | 1 Year - EICT Collector shear pin indicator switch functional test.(As per list of Activities) | Long & Cross Collector, Sludge/Scum, Tanks , Primary Clarification - South | THR-PRM-CM-S | 3000000 | THR-PRM-CM-0202 | Collector shear pin indicator switch functional test for
THR-PRM | 18 | 1 Year - EICT Collector shear pin indicator switch functional test.(As per list of Activities) | Long & Cross Collector, Sludge/Scum, Tanks , Primary Clarification - South | THR-PRM-CM-S | 5000000 | THR-PRM-CM-0402 | Collector shear pin indicator switch functional test for
THR-PRM | 18 | 1 Year - EICT Collector shear pin indicator switch functional test.(As per list of Activities) | Long & Cross Collector, Sludge/Scum, Tanks , Primary Clarification - South | THR-PRM-CM-S | 4000000 | THR-PRM-CM-0302 | Collector shear pin indicator switch functional test for
THR-PRM | 18 | 1 Year - EICT Collector shear pin indicator switch functional test.(As per list of Activities) | Long & Cross Collector, Sludge/Scum, Tanks , Primary Clarification - South | THR-PRM-CM-S | 6000000 | THR-PRM-CM-0501 | Collector shear pin indicator switch functional test for
THR-PRM | 18 | 1 Year - EICT Collector shear pin indicator switch functional test.(As per list of Activities) | Long & Cross Collector, Sludge/Scum, Tanks , Primary Clarification - South | THR-PRM-CM-S | 8000000 | THR-PRM-CM-0601 | Collector shear pin indicator switch functional test for
THR-PRM | 18 | 1 Year - EICT Collector shear pin indicator switch functional test.(As per list of Activities) | Long & Cross Collector, Sludge/Scum, Tanks , Primary Clarification - South | THR-PRM-CM-S | 7000000 | THR-PRM-CM-0502 | Collector shear pin indicator switch functional test for
THR-PRM | 18 | 1 Year - EICT Collector shear pin indicator switch functional test.(As per list of Activities) | Long & Cross Collector, Sludge/Scum, Tanks , Primary Clarification - South | THR-PRM-CM-S | 12000000 | THR-PRM-CM-0801 | Collector shear pin indicator switch functional test for
THR-PRM | 18 | 1 Year - EICT Collector shear pin indicator switch functional test.(As per list of Activities) | Long & Cross Collector, Sludge/Scum, Tanks , Primary Clarification - South | THR-PRM-CM-S | 9000000 | THR-PRM-CM-0602 | Collector shear pin indicator switch functional test for
THR-PRM | 18 | 1 Year - EICT Collector shear pin indicator switch functional test.(As per list of Activities) | Long & Cross Collector, Sludge/Scum, Tanks , Primary Clarification - South | THR-PRM-CM-S | 10000000 | THR-PRM-CM-0701 | Collector shear pin indicator switch functional test for
THR-PRM | 18 | 1 Year - EICT Collector shear pin indicator switch functional test.(As per list of Activities) | Long & Cross Collector, Sludge/Scum, Tanks , Primary Clarification - South | THR-PRM-CM-S | 11000000 | THR-PRM-CM-0702 | Collector shear pin indicator switch functional test for
THR-PRM | 18 | 1 Year - EICT Collector shear pin indicator switch functional test.(As per list of Activities) | Long & Cross Collector, Sludge/Scum, Tanks , Primary Clarification - South | THR-PRM-CM-S | 13000000 | THR-PRM-CM-0802 | Collector shear pin indicator switch functional test for
THR-PRM | 19 | 1 Year - EICT Primary treatment tank collector torque monitor calibration(As per list of Activities) | Long & Cross Collector, Sludge/Scum, Tanks , Primary Clarification - South | THR-PRM-CM-S | 1000000 | THR-PRM-CM-0101 | Calibration of primary treatment tank collector torque monitor as per for
THR-PRM | 19 | 1 Year - EICT Primary treatment tank collector torque monitor calibration(As per list of Activities) | Long & Cross Collector, Sludge/Scum, Tanks , Primary Clarification - South | THR-PRM-CM-S | 6000000 | THR-PRM-CM-0402 | Calibration of primary treatment tank collector torque monitor as per for
THR-PRM | 19 | 1 Year - EICT Primary treatment tank collector torque monitor calibration(As per list of Activities) | Long & Cross Collector, Sludge/Scum, Tanks , Primary Clarification - South | THR-PRM-CM-S | 2000000 | THR-PRM-CM-0102 | Calibration of primary treatment tank collector torque monitor as per for
THR-PRM | 19 | 1 Year - EICT Primary treatment tank collector torque monitor calibration(As per list of Activities) | Long & Cross Collector, Sludge/Scum, Tanks , Primary Clarification - South | THR-PRM-CM-S | 7000000 | THR-PRM-CM-0501 | Calibration of primary treatment tank collector torque monitor as per for
THR-PRM | 19 | 1 Year - EICT Primary treatment tank collector torque monitor calibration(As per list of Activities) | Long & Cross Collector, Sludge/Scum, Tanks , Primary Clarification - South | THR-PRM-CM-S | 3000000 | THR-PRM-CM-0201 | Calibration of primary treatment tank collector torque monitor as per for
THR-PRM | 19 | 1 Year - EICT Primary treatment tank collector torque monitor calibration(As per list of Activities) | Long & Cross Collector, Sludge/Scum, Tanks , Primary Clarification - South | THR-PRM-CM-S | 9000000 | THR-PRM-CM-0601 | Calibration of primary treatment tank collector torque monitor as per for
THR-PRM | 19 | 1 Year - EICT Primary treatment tank collector torque monitor calibration(As per list of Activities) | Long & Cross Collector, Sludge/Scum, Tanks , Primary Clarification - South | THR-PRM-CM-S | 4000000 | THR-PRM-CM-0202 | Calibration of primary treatment tank collector torque monitor as per for
THR-PRM | 19 | 1 Year - EICT Primary treatment tank collector torque monitor calibration(As per list of Activities) | Long & Cross Collector, Sludge/Scum, Tanks , Primary Clarification - South | THR-PRM-CM-S | 10000000 | THR-PRM-CM-0602 | Calibration of primary treatment tank collector torque monitor as per for
THR-PRM | 19 | 1 Year - EICT Primary treatment tank collector torque monitor calibration(As per list of Activities) | Long & Cross Collector, Sludge/Scum, Tanks , Primary Clarification - South | THR-PRM-CM-S | 5000000 | THR-PRM-CM-0302 | Calibration of primary treatment tank collector torque monitor as per for
THR-PRM | 19 | 1 Year - EICT Primary treatment tank collector torque monitor calibration(As per list of Activities) | Long & Cross Collector, Sludge/Scum, Tanks , Primary Clarification - South | THR-PRM-CM-S | 11000000 | THR-PRM-CM-0701 | Calibration of primary treatment tank collector torque monitor as per for
THR-PRM | 19 | 1 Year - EICT Primary treatment tank collector torque monitor calibration(As per list of Activities) | Long & Cross Collector, Sludge/Scum, Tanks , Primary Clarification - South | THR-PRM-CM-S | 8000000 | THR-PRM-CM-0502 | Calibration of primary treatment tank collector torque monitor as per for
THR-PRM | 19 | 1 Year - EICT Primary treatment tank collector torque monitor calibration(As per list of Activities) | Long & Cross Collector, Sludge/Scum, Tanks , Primary Clarification - South | THR-PRM-CM-S | 12000000 | THR-PRM-CM-0702 | Calibration of primary treatment tank collector torque monitor as per for
THR-PRM | 19 | 1 Year - EICT Primary treatment tank collector torque monitor calibration(As per list of Activities) | Long & Cross Collector, Sludge/Scum, Tanks , Primary Clarification - South | THR-PRM-CM-S | 13000000 | THR-PRM-CM-0801 | Calibration of primary treatment tank collector torque monitor as per for
THR-PRM | 19 | 1 Year - EICT Primary treatment tank collector torque monitor calibration(As per list of Activities) | Long & Cross Collector, Sludge/Scum, Tanks , Primary Clarification - South | THR-PRM-CM-S | 14000000 | THR-PRM-CM-0802 | Calibration of primary treatment tank collector torque monitor as per for
THR-PRM | 21 | 1 Year - IMM Collector drive inspection/Winter (As per list of Activities) | Long & Cross Collector, Sludge/Scum, Tanks , Primary Clarification - South | THR-PRM-CM-S | 1000000 | THR-PRM-CM-0101 | Sludge collector inspectionas per for
THR-PRM | 21 | 1 Year - IMM Collector drive inspection/Winter (As per list of Activities) | Long & Cross Collector, Sludge/Scum, Tanks , Primary Clarification - South | THR-PRM-CM-S | 5000000 | THR-PRM-CM-0302 | Sludge collector inspectionas per for
THR-PRM | 21 | 1 Year - IMM Collector drive inspection/Winter (As per list of Activities) | Long & Cross Collector, Sludge/Scum, Tanks , Primary Clarification - South | THR-PRM-CM-S | 2000000 | THR-PRM-CM-0102 | Sludge collector inspectionas per for
THR-PRM | 21 | 1 Year - IMM Collector drive inspection/Winter (As per list of Activities) | Long & Cross Collector, Sludge/Scum, Tanks , Primary Clarification - South | THR-PRM-CM-S | 8000000 | THR-PRM-CM-0502 | Sludge collector inspectionas per for
THR-PRM | 21 | 1 Year - IMM Collector drive inspection/Winter (As per list of Activities) | Long & Cross Collector, Sludge/Scum, Tanks , Primary Clarification - South | THR-PRM-CM-S | 3000000 | THR-PRM-CM-0201 | Sludge collector inspectionas per for
THR-PRM | 21 | 1 Year - IMM Collector drive inspection/Winter (As per list of Activities) | Long & Cross Collector, Sludge/Scum, Tanks , Primary Clarification - South | THR-PRM-CM-S | 9000000 | THR-PRM-CM-0601 | Sludge collector inspectionas per for
THR-PRM | 21 | 1 Year - IMM Collector drive inspection/Winter (As per list of Activities) | Long & Cross Collector, Sludge/Scum, Tanks , Primary Clarification - South | THR-PRM-CM-S | 4000000 | THR-PRM-CM-0202 | Sludge collector inspectionas per for
THR-PRM | 21 | 1 Year - IMM Collector drive inspection/Winter (As per list of Activities) | Long & Cross Collector, Sludge/Scum, Tanks , Primary Clarification - South | THR-PRM-CM-S | 10000000 | THR-PRM-CM-0602 | Sludge collector inspectionas per for
THR-PRM | 21 | 1 Year - IMM Collector drive inspection/Winter (As per list of Activities) | Long & Cross Collector, Sludge/Scum, Tanks , Primary Clarification - South | THR-PRM-CM-S | 6000000 | THR-PRM-CM-0402 | Sludge collector inspectionas per for
THR-PRM | 21 | 1 Year - IMM Collector drive inspection/Winter (As per list of Activities) | Long & Cross Collector, Sludge/Scum, Tanks , Primary Clarification - South | THR-PRM-CM-S | 12000000 | THR-PRM-CM-0702 | Sludge collector inspectionas per for
THR-PRM | 21 | 1 Year - IMM Collector drive inspection/Winter (As per list of Activities) | Long & Cross Collector, Sludge/Scum, Tanks , Primary Clarification - South | THR-PRM-CM-S | 7000000 | THR-PRM-CM-0501 | Sludge collector inspectionas per for
THR-PRM | 21 | 1 Year - IMM Collector drive inspection/Winter (As per list of Activities) | Long & Cross Collector, Sludge/Scum, Tanks , Primary Clarification - South | THR-PRM-CM-S | 13000000 | THR-PRM-CM-0801 | Sludge collector inspectionas per for
THR-PRM | 21 | 1 Year - IMM Collector drive inspection/Winter (As per list of Activities) | Long & Cross Collector, Sludge/Scum, Tanks , Primary Clarification - South | THR-PRM-CM-S | 11000000 | THR-PRM-CM-0701 | Sludge collector inspectionas per for
THR-PRM | 21 | 1 Year - IMM Collector drive inspection/Winter (As per list of Activities) | Long & Cross Collector, Sludge/Scum, Tanks , Primary Clarification - South | THR-PRM-CM-S | 14000000 | THR-PRM-CM-0802 | Sludge collector inspectionas per for
THR-PRM | 24 | 1 Year - EICT Check heat tracing unit operation(South Primary) before Winter season. | Control Panel, Temperature Controlller, Heat Tracing, Scum Line, South Primary Stn1 | THR-PRM-CP-0001 | 1000000 | THR-PRM-CP-0001 | Check operation of theat tracing unit on scum piping
THR-PRM | 24 | 1 Year - EICT Check heat tracing unit operation(South Primary) before Winter season. | Control Panel, Temperature Controlller, Heat Tracing, Scum Line, South Primary Stn1 | THR-PRM-CP-0001 | 2000000 | THR-PRM-CP-0002 | Check operation of theat tracing unit on scum piping
THR-PRM | 25 | Yearly - IMM North and South Primary scum pumps Oil Change | Primary Treatment, North Primary | THR-PRM-NORTH | 5000000 | THR-PRM-P-3320 | Scum pump Inspection and Oil Change
THR-PRM | 25 | Yearly - IMM North and South Primary scum pumps Oil Change | Primary Treatment, North Primary | THR-PRM-NORTH | 1000000 | THR-PRM-P-3120 | Scum pump Inspection and Oil Change
THR-PRM | 25 | Yearly - IMM North and South Primary scum pumps Oil Change | Primary Treatment, North Primary | THR-PRM-NORTH | 6000000 | THR-PRM-P-3330 | Scum pump Inspection and Oil Change
THR-PRM | 25 | Yearly - IMM North and South Primary scum pumps Oil Change | Primary Treatment, North Primary | THR-PRM-NORTH | 2000000 | THR-PRM-P-3130 | Scum pump Inspection and Oil Change
THR-PRM | 25 | Yearly - IMM North and South Primary scum pumps Oil Change | Primary Treatment, North Primary | THR-PRM-NORTH | 3000000 | THR-PRM-P-3223 | Scum pump Inspection and Oil Change
THR-PRM | 25 | Yearly - IMM North and South Primary scum pumps Oil Change | Primary Treatment, North Primary | THR-PRM-NORTH | 4000000 | THR-PRM-P-3233 | Scum pump Inspection and Oil Change
THR-PRM | 25 | Yearly - IMM North and South Primary scum pumps Oil Change | Primary Treatment, South Primary | THR-PRM-SOUTH | 2000000 | THR-PRM-P-3430 | Scum pump Inspection and Oil Change
THR-PRM | 25 | Yearly - IMM North and South Primary scum pumps Oil Change | Primary Treatment, South Primary | THR-PRM-SOUTH | 1000000 | THR-PRM-P-3420 | Scum pump Inspection and Oil Change
THR-PRM | 25 | Yearly - IMM North and South Primary scum pumps Oil Change | Primary Treatment, South Primary | THR-PRM-SOUTH | 3000000 | THR-PRM-P-3520 | Scum pump Inspection and Oil Change
THR-PRM | 25 | Yearly - IMM North and South Primary scum pumps Oil Change | Primary Treatment, South Primary | THR-PRM-SOUTH | 4000000 | THR-PRM-P-3530 | Scum pump Inspection and Oil Change
THR-PRM | 30 | 6 Years - EICT/IMM Primary treatment sluice gate inlet valve actuator closed limit setting & oil change | Gate, Sluice, North , Preliminary Treatment | THR-PLT-G-NORTH | 1000000 | THR-PRM-G-0031 | Sluice Gate Actuator Close limit Setting and Oil Change for
THR-PRM | 30 | 6 Years - EICT/IMM Primary treatment sluice gate inlet valve actuator closed limit setting & oil change | Gate, Sluice, North , Preliminary Treatment | THR-PLT-G-NORTH | 2000000 | THR-PRM-G-0032 | Sluice Gate Actuator Close limit Setting and Oil Change for
THR-PRM | 30 | 6 Years - EICT/IMM Primary treatment sluice gate inlet valve actuator closed limit setting & oil change | Gate, Sluice, North , Preliminary Treatment | THR-PLT-G-NORTH | 4000000 | THR-PRM-G-0041 | Sluice Gate Actuator Close limit Setting and Oil Change for
THR-PRM | 30 | 6 Years - EICT/IMM Primary treatment sluice gate inlet valve actuator closed limit setting & oil change | Gate, Sluice, North , Preliminary Treatment | THR-PLT-G-NORTH | 3000000 | THR-PRM-G-0040 | Sluice Gate Actuator Close limit Setting and Oil Change for
THR-PRM | 30 | 6 Years - EICT/IMM Primary treatment sluice gate inlet valve actuator closed limit setting & oil change | Gate, Sluice, North , Preliminary Treatment | THR-PLT-G-NORTH | 5000000 | THR-PRM-G-0042 | Sluice Gate Actuator Close limit Setting and Oil Change for
THR-PRM | 30 | 6 Years - EICT/IMM Primary treatment sluice gate inlet valve actuator closed limit setting & oil change | Gate, Sluice, North , Preliminary Treatment | THR-PLT-G-NORTH | 8000000 | THR-PRM-G-0045 | Sluice Gate Actuator Close limit Setting and Oil Change for
THR-PRM | 30 | 6 Years - EICT/IMM Primary treatment sluice gate inlet valve actuator closed limit setting & oil change | Gate, Sluice, North , Preliminary Treatment | THR-PLT-G-NORTH | 6000000 | THR-PRM-G-0043 | Sluice Gate Actuator Close limit Setting and Oil Change for
THR-PRM | 30 | 6 Years - EICT/IMM Primary treatment sluice gate inlet valve actuator closed limit setting & oil change | Gate, Sluice, North , Preliminary Treatment | THR-PLT-G-NORTH | 9000000 | THR-PRM-G-0046 | Sluice Gate Actuator Close limit Setting and Oil Change for
THR-PRM | 30 | 6 Years - EICT/IMM Primary treatment sluice gate inlet valve actuator closed limit setting & oil change | Gate, Sluice, North , Preliminary Treatment | THR-PLT-G-NORTH | 7000000 | THR-PRM-G-0044 | Sluice Gate Actuator Close limit Setting and Oil Change for
THR-PRM | 30 | 6 Years - EICT/IMM Primary treatment sluice gate inlet valve actuator closed limit setting & oil change | Gate, Sluice, North , Preliminary Treatment | THR-PLT-G-NORTH | 10000000 | THR-PRM-G-0050 | Sluice Gate Actuator Close limit Setting and Oil Change for
THR-PRM | 30 | 6 Years - EICT/IMM Primary treatment sluice gate inlet valve actuator closed limit setting & oil change | Gate, Sluice, North , Preliminary Treatment | THR-PLT-G-NORTH | 11000000 | THR-PRM-G-0051 | Sluice Gate Actuator Close limit Setting and Oil Change for
THR-PRM | 30 | 6 Years - EICT/IMM Primary treatment sluice gate inlet valve actuator closed limit setting & oil change | Gate, Sluice, Bar Screen, North Headhouse, Preliminary Treatment | THR-PLT-G-SC | 1000000 | THR-PLT-G-0100 | Sluice Gate Actuator Close limit Setting and Oil Change for
THR-PRM | 30 | 6 Years - EICT/IMM Primary treatment sluice gate inlet valve actuator closed limit setting & oil change | Gate, Sluice, Bar Screen, North Headhouse, Preliminary Treatment | THR-PLT-G-SC | 2000000 | THR-PLT-G-0103 | Sluice Gate Actuator Close limit Setting and Oil Change for
THR-PRM | 30 | 6 Years - EICT/IMM Primary treatment sluice gate inlet valve actuator closed limit setting & oil change | Gate, Sluice, Bar Screen, North Headhouse, Preliminary Treatment | THR-PLT-G-SC | 7000000 | THR-PLT-G-0130 | Sluice Gate Actuator Close limit Setting and Oil Change for
THR-PRM | 30 | 6 Years - EICT/IMM Primary treatment sluice gate inlet valve actuator closed limit setting & oil change | Gate, Sluice, Bar Screen, North Headhouse, Preliminary Treatment | THR-PLT-G-SC | 3000000 | THR-PLT-G-0110 | Sluice Gate Actuator Close limit Setting and Oil Change for
THR-PRM | 30 | 6 Years - EICT/IMM Primary treatment sluice gate inlet valve actuator closed limit setting & oil change | Gate, Sluice, Bar Screen, North Headhouse, Preliminary Treatment | THR-PLT-G-SC | 10000000 | THR-PLT-G-0143 | Sluice Gate Actuator Close limit Setting and Oil Change for
THR-PRM | 30 | 6 Years - EICT/IMM Primary treatment sluice gate inlet valve actuator closed limit setting & oil change | Gate, Sluice, Bar Screen, North Headhouse, Preliminary Treatment | THR-PLT-G-SC | 4000000 | THR-PLT-G-0113 | Sluice Gate Actuator Close limit Setting and Oil Change for
THR-PRM | 30 | 6 Years - EICT/IMM Primary treatment sluice gate inlet valve actuator closed limit setting & oil change | Gate, Sluice, Bar Screen, North Headhouse, Preliminary Treatment | THR-PLT-G-SC | 11000000 | THR-PLT-G-0150 | Sluice Gate Actuator Close limit Setting and Oil Change for
THR-PRM | 30 | 6 Years - EICT/IMM Primary treatment sluice gate inlet valve actuator closed limit setting & oil change | Gate, Sluice, Bar Screen, North Headhouse, Preliminary Treatment | THR-PLT-G-SC | 5000000 | THR-PLT-G-0120 | Sluice Gate Actuator Close limit Setting and Oil Change for
THR-PRM | 30 | 6 Years - EICT/IMM Primary treatment sluice gate inlet valve actuator closed limit setting & oil change | Gate, Sluice, Bar Screen, North Headhouse, Preliminary Treatment | THR-PLT-G-SC | 12000000 | THR-PLT-G-0153 | Sluice Gate Actuator Close limit Setting and Oil Change for
THR-PRM | 30 | 6 Years - EICT/IMM Primary treatment sluice gate inlet valve actuator closed limit setting & oil change | Gate, Sluice, Bar Screen, North Headhouse, Preliminary Treatment | THR-PLT-G-SC | 6000000 | THR-PLT-G-0123 | Sluice Gate Actuator Close limit Setting and Oil Change for
THR-PRM | 30 | 6 Years - EICT/IMM Primary treatment sluice gate inlet valve actuator closed limit setting & oil change | Gate, Sluice, Bar Screen, North Headhouse, Preliminary Treatment | THR-PLT-G-SC | 8000000 | THR-PLT-G-0133 | Sluice Gate Actuator Close limit Setting and Oil Change for
THR-PRM | 30 | 6 Years - EICT/IMM Primary treatment sluice gate inlet valve actuator closed limit setting & oil change | Gate, Sluice, Bar Screen, North Headhouse, Preliminary Treatment | THR-PLT-G-SC | 9000000 | THR-PLT-G-0140 | Sluice Gate Actuator Close limit Setting and Oil Change for
THR-PRM | 30 | 6 Years - EICT/IMM Primary treatment sluice gate inlet valve actuator closed limit setting & oil change | Gate, Sluice, South , Preliminary Treatment | THR-PLT-G-SOUTH | 1000000 | THR-PRM-G-0110 | Sluice Gate Actuator Close limit Setting and Oil Change for
THR-PRM | 30 | 6 Years - EICT/IMM Primary treatment sluice gate inlet valve actuator closed limit setting & oil change | Gate, Sluice, South , Preliminary Treatment | THR-PLT-G-SOUTH | 3000000 | THR-PRM-G-0510 | Sluice Gate Actuator Close limit Setting and Oil Change for
THR-PRM | 30 | 6 Years - EICT/IMM Primary treatment sluice gate inlet valve actuator closed limit setting & oil change | Gate, Sluice, South , Preliminary Treatment | THR-PLT-G-SOUTH | 4000000 | THR-PRM-G-0610 | Sluice Gate Actuator Close limit Setting and Oil Change for
THR-PRM | 30 | 6 Years - EICT/IMM Primary treatment sluice gate inlet valve actuator closed limit setting & oil change | Gate, Sluice, South , Preliminary Treatment | THR-PLT-G-SOUTH | 2000000 | THR-PRM-G-0210 | Sluice Gate Actuator Close limit Setting and Oil Change for
THR-PRM | 30 | 6 Years - EICT/IMM Primary treatment sluice gate inlet valve actuator closed limit setting & oil change | Gate, Sluice, South , Preliminary Treatment | THR-PLT-G-SOUTH | 5000000 | THR-PRM-G-0710 | Sluice Gate Actuator Close limit Setting and Oil Change for
THR-PRM | 30 | 6 Years - EICT/IMM Primary treatment sluice gate inlet valve actuator closed limit setting & oil change | Gate, Sluice, South , Preliminary Treatment | THR-PLT-G-SOUTH | 6000000 | THR-PRM-G-0810 | Sluice Gate Actuator Close limit Setting and Oil Change for
THR-PRM | 30 | 6 Years - EICT/IMM Primary treatment sluice gate inlet valve actuator closed limit setting & oil change | Gate, Sluice, Vortex, South Headhouse, Preliminary Treatment | THR-PLT-G-VX | 6000000 | THR-PLT-G-1133 | Sluice Gate Actuator Close limit Setting and Oil Change for
THR-PRM | 30 | 6 Years - EICT/IMM Primary treatment sluice gate inlet valve actuator closed limit setting & oil change | Gate, Sluice, Vortex, South Headhouse, Preliminary Treatment | THR-PLT-G-VX | 1000000 | THR-PLT-G-1100 | Sluice Gate Actuator Close limit Setting and Oil Change for
THR-PRM | 30 | 6 Years - EICT/IMM Primary treatment sluice gate inlet valve actuator closed limit setting & oil change | Gate, Sluice, Vortex, South Headhouse, Preliminary Treatment | THR-PLT-G-VX | 7000000 | THR-PLT-G-1145 | Sluice Gate Actuator Close limit Setting and Oil Change for
THR-PRM | 30 | 6 Years - EICT/IMM Primary treatment sluice gate inlet valve actuator closed limit setting & oil change | Gate, Sluice, Vortex, South Headhouse, Preliminary Treatment | THR-PLT-G-VX | 2000000 | THR-PLT-G-1103 | Sluice Gate Actuator Close limit Setting and Oil Change for
THR-PRM | 30 | 6 Years - EICT/IMM Primary treatment sluice gate inlet valve actuator closed limit setting & oil change | Gate, Sluice, Vortex, South Headhouse, Preliminary Treatment | THR-PLT-G-VX | 9000000 | THR-PLT-G-1160 | Sluice Gate Actuator Close limit Setting and Oil Change for
THR-PRM | 30 | 6 Years - EICT/IMM Primary treatment sluice gate inlet valve actuator closed limit setting & oil change | Gate, Sluice, Vortex, South Headhouse, Preliminary Treatment | THR-PLT-G-VX | 3000000 | THR-PLT-G-1115 | Sluice Gate Actuator Close limit Setting and Oil Change for
THR-PRM | 30 | 6 Years - EICT/IMM Primary treatment sluice gate inlet valve actuator closed limit setting & oil change | Gate, Sluice, Vortex, South Headhouse, Preliminary Treatment | THR-PLT-G-VX | 11000000 | THR-PLT-G-1175 | Sluice Gate Actuator Close limit Setting and Oil Change for
THR-PRM | 30 | 6 Years - EICT/IMM Primary treatment sluice gate inlet valve actuator closed limit setting & oil change | Gate, Sluice, Vortex, South Headhouse, Preliminary Treatment | THR-PLT-G-VX | 4000000 | THR-PLT-G-1118 | Sluice Gate Actuator Close limit Setting and Oil Change for
THR-PRM | 30 | 6 Years - EICT/IMM Primary treatment sluice gate inlet valve actuator closed limit setting & oil change | Gate, Sluice, Vortex, South Headhouse, Preliminary Treatment | THR-PLT-G-VX | 12000000 | THR-PLT-G-1178 | Sluice Gate Actuator Close limit Setting and Oil Change for
THR-PRM | 30 | 6 Years - EICT/IMM Primary treatment sluice gate inlet valve actuator closed limit setting & oil change | Gate, Sluice, Vortex, South Headhouse, Preliminary Treatment | THR-PLT-G-VX | 5000000 | THR-PLT-G-1130 | Sluice Gate Actuator Close limit Setting and Oil Change for
THR-PRM | 30 | 6 Years - EICT/IMM Primary treatment sluice gate inlet valve actuator closed limit setting & oil change | Gate, Sluice, Vortex, South Headhouse, Preliminary Treatment | THR-PLT-G-VX | 8000000 | THR-PLT-G-1148 | Sluice Gate Actuator Close limit Setting and Oil Change for
THR-PRM | 30 | 6 Years - EICT/IMM Primary treatment sluice gate inlet valve actuator closed limit setting & oil change | Gate, Sluice, Vortex, South Headhouse, Preliminary Treatment | THR-PLT-G-VX | 10000000 | THR-PLT-G-1163 | Sluice Gate Actuator Close limit Setting and Oil Change for
THR-PRM | 30 | 6 Years - EICT/IMM Primary treatment sluice gate inlet valve actuator closed limit setting & oil change | Gate, Sluice, North Grit, Preliminary Treatment | THR-PLT-GRIT-G | 1000000 | THR-PLT-G-2000 | Sluice Gate Actuator Close limit Setting and Oil Change for
THR-PRM | 30 | 6 Years - EICT/IMM Primary treatment sluice gate inlet valve actuator closed limit setting & oil change | Gate, Sluice, North Grit, Preliminary Treatment | THR-PLT-GRIT-G | 2000000 | THR-PLT-G-2002 | Sluice Gate Actuator Close limit Setting and Oil Change for
THR-PRM | 30 | 6 Years - EICT/IMM Primary treatment sluice gate inlet valve actuator closed limit setting & oil change | Gate, Sluice, North Grit, Preliminary Treatment | THR-PLT-GRIT-G | 5000000 | THR-PLT-G-2007 | Sluice Gate Actuator Close limit Setting and Oil Change for
THR-PRM | 30 | 6 Years - EICT/IMM Primary treatment sluice gate inlet valve actuator closed limit setting & oil change | Gate, Sluice, North Grit, Preliminary Treatment | THR-PLT-GRIT-G | 3000000 | THR-PLT-G-2004 | Sluice Gate Actuator Close limit Setting and Oil Change for
THR-PRM | 30 | 6 Years - EICT/IMM Primary treatment sluice gate inlet valve actuator closed limit setting & oil change | Gate, Sluice, North Grit, Preliminary Treatment | THR-PLT-GRIT-G | 6000000 | THR-PLT-G-2008 | Sluice Gate Actuator Close limit Setting and Oil Change for
THR-PRM | 30 | 6 Years - EICT/IMM Primary treatment sluice gate inlet valve actuator closed limit setting & oil change | Gate, Sluice, North Grit, Preliminary Treatment | THR-PLT-GRIT-G | 4000000 | THR-PLT-G-2006 | Sluice Gate Actuator Close limit Setting and Oil Change for
THR-PRM | 30 | 6 Years - EICT/IMM Primary treatment sluice gate inlet valve actuator closed limit setting & oil change | Gate, Sluice, North Grit, Preliminary Treatment | THR-PLT-GRIT-G | 10000000 | THR-PLT-G-3000 | Sluice Gate Actuator Close limit Setting and Oil Change for
THR-PRM | 30 | 6 Years - EICT/IMM Primary treatment sluice gate inlet valve actuator closed limit setting & oil change | Gate, Sluice, North Grit, Preliminary Treatment | THR-PLT-GRIT-G | 7000000 | THR-PLT-G-2009 | Sluice Gate Actuator Close limit Setting and Oil Change for
THR-PRM | 30 | 6 Years - EICT/IMM Primary treatment sluice gate inlet valve actuator closed limit setting & oil change | Gate, Sluice, North Grit, Preliminary Treatment | THR-PLT-GRIT-G | 8000000 | THR-PLT-G-2010 | Sluice Gate Actuator Close limit Setting and Oil Change for
THR-PRM | 30 | 6 Years - EICT/IMM Primary treatment sluice gate inlet valve actuator closed limit setting & oil change | Gate, Sluice, North Grit, Preliminary Treatment | THR-PLT-GRIT-G | 9000000 | THR-PLT-G-2011 | Sluice Gate Actuator Close limit Setting and Oil Change for
THR-PRM | 31 | 2 Years - EICT Preliminary & Primary treatment sluice gate actuator RAM battery replacement (AS PER ACTIVITY LIST) | Gate, Sluice, Bar Screen, North Headhouse, Preliminary Treatment | THR-PLT-G-SC | 2000000 | THR-PLT-G-0103 | Preliminary treatment sluice gate actuator RAM battery replacement
THR-PRM | 31 | 2 Years - EICT Preliminary & Primary treatment sluice gate actuator RAM battery replacement (AS PER ACTIVITY LIST) | Gate, Sluice, Bar Screen, North Headhouse, Preliminary Treatment | THR-PLT-G-SC | 1000000 | THR-PLT-G-0100 | Preliminary treatment sluice gate actuator RAM battery replacement
THR-PRM | 31 | 2 Years - EICT Preliminary & Primary treatment sluice gate actuator RAM battery replacement (AS PER ACTIVITY LIST) | Gate, Sluice, Bar Screen, North Headhouse, Preliminary Treatment | THR-PLT-G-SC | 3000000 | THR-PLT-G-0110 | Preliminary treatment sluice gate actuator RAM battery replacement
THR-PRM | 31 | 2 Years - EICT Preliminary & Primary treatment sluice gate actuator RAM battery replacement (AS PER ACTIVITY LIST) | Gate, Sluice, Bar Screen, North Headhouse, Preliminary Treatment | THR-PLT-G-SC | 4000000 | THR-PLT-G-0113 | Preliminary treatment sluice gate actuator RAM battery replacement
THR-PRM | 31 | 2 Years - EICT Preliminary & Primary treatment sluice gate actuator RAM battery replacement (AS PER ACTIVITY LIST) | Gate, Sluice, Bar Screen, North Headhouse, Preliminary Treatment | THR-PLT-G-SC | 5000000 | THR-PLT-G-0120 | Preliminary treatment sluice gate actuator RAM battery replacement
THR-PRM | 31 | 2 Years - EICT Preliminary & Primary treatment sluice gate actuator RAM battery replacement (AS PER ACTIVITY LIST) | Gate, Sluice, Bar Screen, North Headhouse, Preliminary Treatment | THR-PLT-G-SC | 7000000 | THR-PLT-G-0130 | Preliminary treatment sluice gate actuator RAM battery replacement
THR-PRM | 31 | 2 Years - EICT Preliminary & Primary treatment sluice gate actuator RAM battery replacement (AS PER ACTIVITY LIST) | Gate, Sluice, Bar Screen, North Headhouse, Preliminary Treatment | THR-PLT-G-SC | 6000000 | THR-PLT-G-0123 | Preliminary treatment sluice gate actuator RAM battery replacement
THR-PRM | 31 | 2 Years - EICT Preliminary & Primary treatment sluice gate actuator RAM battery replacement (AS PER ACTIVITY LIST) | Gate, Sluice, Bar Screen, North Headhouse, Preliminary Treatment | THR-PLT-G-SC | 10000000 | THR-PLT-G-0143 | Preliminary treatment sluice gate actuator RAM battery replacement
THR-PRM | 31 | 2 Years - EICT Preliminary & Primary treatment sluice gate actuator RAM battery replacement (AS PER ACTIVITY LIST) | Gate, Sluice, Bar Screen, North Headhouse, Preliminary Treatment | THR-PLT-G-SC | 8000000 | THR-PLT-G-0133 | Preliminary treatment sluice gate actuator RAM battery replacement
THR-PRM | 31 | 2 Years - EICT Preliminary & Primary treatment sluice gate actuator RAM battery replacement (AS PER ACTIVITY LIST) | Gate, Sluice, Bar Screen, North Headhouse, Preliminary Treatment | THR-PLT-G-SC | 14000000 | THR-PLT-G-1103 | Preliminary treatment sluice gate actuator RAM battery replacement
THR-PRM | 31 | 2 Years - EICT Preliminary & Primary treatment sluice gate actuator RAM battery replacement (AS PER ACTIVITY LIST) | Gate, Sluice, Bar Screen, North Headhouse, Preliminary Treatment | THR-PLT-G-SC | 9000000 | THR-PLT-G-0140 | Preliminary treatment sluice gate actuator RAM battery replacement
THR-PRM | 31 | 2 Years - EICT Preliminary & Primary treatment sluice gate actuator RAM battery replacement (AS PER ACTIVITY LIST) | Gate, Sluice, Bar Screen, North Headhouse, Preliminary Treatment | THR-PLT-G-SC | 18000000 | THR-PLT-G-1133 | Preliminary treatment sluice gate actuator RAM battery replacement
THR-PRM | 31 | 2 Years - EICT Preliminary & Primary treatment sluice gate actuator RAM battery replacement (AS PER ACTIVITY LIST) | Gate, Sluice, Bar Screen, North Headhouse, Preliminary Treatment | THR-PLT-G-SC | 11000000 | THR-PLT-G-0150 | Preliminary treatment sluice gate actuator RAM battery replacement
THR-PRM | 31 | 2 Years - EICT Preliminary & Primary treatment sluice gate actuator RAM battery replacement (AS PER ACTIVITY LIST) | Gate, Sluice, Bar Screen, North Headhouse, Preliminary Treatment | THR-PLT-G-SC | 20000000 | THR-PLT-G-1148 | Preliminary treatment sluice gate actuator RAM battery replacement
THR-PRM | 31 | 2 Years - EICT Preliminary & Primary treatment sluice gate actuator RAM battery replacement (AS PER ACTIVITY LIST) | Gate, Sluice, Bar Screen, North Headhouse, Preliminary Treatment | THR-PLT-G-SC | 12000000 | THR-PLT-G-0153 | Preliminary treatment sluice gate actuator RAM battery replacement
THR-PRM | 31 | 2 Years - EICT Preliminary & Primary treatment sluice gate actuator RAM battery replacement (AS PER ACTIVITY LIST) | Gate, Sluice, Bar Screen, North Headhouse, Preliminary Treatment | THR-PLT-G-SC | 21000000 | THR-PLT-G-1160 | Preliminary treatment sluice gate actuator RAM battery replacement
THR-PRM | 31 | 2 Years - EICT Preliminary & Primary treatment sluice gate actuator RAM battery replacement (AS PER ACTIVITY LIST) | Gate, Sluice, Bar Screen, North Headhouse, Preliminary Treatment | THR-PLT-G-SC | 13000000 | THR-PLT-G-1100 | Preliminary treatment sluice gate actuator RAM battery replacement
THR-PRM | 31 | 2 Years - EICT Preliminary & Primary treatment sluice gate actuator RAM battery replacement (AS PER ACTIVITY LIST) | Gate, Sluice, Bar Screen, North Headhouse, Preliminary Treatment | THR-PLT-G-SC | 25000000 | THR-PLT-G-2000 | Preliminary treatment sluice gate actuator RAM battery replacement
THR-PRM | 31 | 2 Years - EICT Preliminary & Primary treatment sluice gate actuator RAM battery replacement (AS PER ACTIVITY LIST) | Gate, Sluice, Bar Screen, North Headhouse, Preliminary Treatment | THR-PLT-G-SC | 15000000 | THR-PLT-G-1115 | Preliminary treatment sluice gate actuator RAM battery replacement
THR-PRM | 31 | 2 Years - EICT Preliminary & Primary treatment sluice gate actuator RAM battery replacement (AS PER ACTIVITY LIST) | Gate, Sluice, Bar Screen, North Headhouse, Preliminary Treatment | THR-PLT-G-SC | 26000000 | THR-PLT-G-2002 | Preliminary treatment sluice gate actuator RAM battery replacement
THR-PRM | 31 | 2 Years - EICT Preliminary & Primary treatment sluice gate actuator RAM battery replacement (AS PER ACTIVITY LIST) | Gate, Sluice, Bar Screen, North Headhouse, Preliminary Treatment | THR-PLT-G-SC | 16000000 | THR-PLT-G-1118 | Preliminary treatment sluice gate actuator RAM battery replacement
THR-PRM | 31 | 2 Years - EICT Preliminary & Primary treatment sluice gate actuator RAM battery replacement (AS PER ACTIVITY LIST) | Gate, Sluice, Bar Screen, North Headhouse, Preliminary Treatment | THR-PLT-G-SC | 29000000 | THR-PLT-G-2007 | Preliminary treatment sluice gate actuator RAM battery replacement
THR-PRM | 31 | 2 Years - EICT Preliminary & Primary treatment sluice gate actuator RAM battery replacement (AS PER ACTIVITY LIST) | Gate, Sluice, Bar Screen, North Headhouse, Preliminary Treatment | THR-PLT-G-SC | 17000000 | THR-PLT-G-1130 | Preliminary treatment sluice gate actuator RAM battery replacement
THR-PRM | 31 | 2 Years - EICT Preliminary & Primary treatment sluice gate actuator RAM battery replacement (AS PER ACTIVITY LIST) | Gate, Sluice, Bar Screen, North Headhouse, Preliminary Treatment | THR-PLT-G-SC | 30000000 | THR-PLT-G-2008 | Preliminary treatment sluice gate actuator RAM battery replacement
THR-PRM | 31 | 2 Years - EICT Preliminary & Primary treatment sluice gate actuator RAM battery replacement (AS PER ACTIVITY LIST) | Gate, Sluice, Bar Screen, North Headhouse, Preliminary Treatment | THR-PLT-G-SC | 19000000 | THR-PLT-G-1145 | Preliminary treatment sluice gate actuator RAM battery replacement
THR-PRM | 31 | 2 Years - EICT Preliminary & Primary treatment sluice gate actuator RAM battery replacement (AS PER ACTIVITY LIST) | Gate, Sluice, Bar Screen, North Headhouse, Preliminary Treatment | THR-PLT-G-SC | 33000000 | THR-PLT-G-2011 | Preliminary treatment sluice gate actuator RAM battery replacement
THR-PRM | 31 | 2 Years - EICT Preliminary & Primary treatment sluice gate actuator RAM battery replacement (AS PER ACTIVITY LIST) | Gate, Sluice, Bar Screen, North Headhouse, Preliminary Treatment | THR-PLT-G-SC | 22000000 | THR-PLT-G-1163 | Preliminary treatment sluice gate actuator RAM battery replacement
THR-PRM | 31 | 2 Years - EICT Preliminary & Primary treatment sluice gate actuator RAM battery replacement (AS PER ACTIVITY LIST) | Gate, Sluice, Bar Screen, North Headhouse, Preliminary Treatment | THR-PLT-G-SC | 34000000 | THR-PLT-G-3000 | Preliminary treatment sluice gate actuator RAM battery replacement
THR-PRM | 31 | 2 Years - EICT Preliminary & Primary treatment sluice gate actuator RAM battery replacement (AS PER ACTIVITY LIST) | Gate, Sluice, Bar Screen, North Headhouse, Preliminary Treatment | THR-PLT-G-SC | 23000000 | THR-PLT-G-1175 | Preliminary treatment sluice gate actuator RAM battery replacement
THR-PRM | 31 | 2 Years - EICT Preliminary & Primary treatment sluice gate actuator RAM battery replacement (AS PER ACTIVITY LIST) | Gate, Sluice, Bar Screen, North Headhouse, Preliminary Treatment | THR-PLT-G-SC | 24000000 | THR-PLT-G-1178 | Preliminary treatment sluice gate actuator RAM battery replacement
THR-PRM | 31 | 2 Years - EICT Preliminary & Primary treatment sluice gate actuator RAM battery replacement (AS PER ACTIVITY LIST) | Gate, Sluice, Bar Screen, North Headhouse, Preliminary Treatment | THR-PLT-G-SC | 27000000 | THR-PLT-G-2004 | Preliminary treatment sluice gate actuator RAM battery replacement
THR-PRM | 31 | 2 Years - EICT Preliminary & Primary treatment sluice gate actuator RAM battery replacement (AS PER ACTIVITY LIST) | Gate, Sluice, Bar Screen, North Headhouse, Preliminary Treatment | THR-PLT-G-SC | 28000000 | THR-PLT-G-2006 | Preliminary treatment sluice gate actuator RAM battery replacement
THR-PRM | 31 | 2 Years - EICT Preliminary & Primary treatment sluice gate actuator RAM battery replacement (AS PER ACTIVITY LIST) | Gate, Sluice, Bar Screen, North Headhouse, Preliminary Treatment | THR-PLT-G-SC | 31000000 | THR-PLT-G-2009 | Preliminary treatment sluice gate actuator RAM battery replacement
THR-PRM | 31 | 2 Years - EICT Preliminary & Primary treatment sluice gate actuator RAM battery replacement (AS PER ACTIVITY LIST) | Gate, Sluice, Bar Screen, North Headhouse, Preliminary Treatment | THR-PLT-G-SC | 32000000 | THR-PLT-G-2010 | Preliminary treatment sluice gate actuator RAM battery replacement
THR-PRM | 31 | 2 Years - EICT Preliminary & Primary treatment sluice gate actuator RAM battery replacement (AS PER ACTIVITY LIST) | Gates, Sluice, Actuator, South Primary | THR-PRM-G-S | 2000000 | THR-PRM-G-0032 | Primary treatment sluice gate actuator RAM battery replacement
THR-PRM | 31 | 2 Years - EICT Preliminary & Primary treatment sluice gate actuator RAM battery replacement (AS PER ACTIVITY LIST) | Gates, Sluice, Actuator, South Primary | THR-PRM-G-S | 3000000 | THR-PRM-G-0110 | Primary treatment sluice gate actuator RAM battery replacement
THR-PRM | 31 | 2 Years - EICT Preliminary & Primary treatment sluice gate actuator RAM battery replacement (AS PER ACTIVITY LIST) | Gates, Sluice, Actuator, South Primary | THR-PRM-G-S | 4000000 | THR-PRM-G-0111 | Primary treatment sluice gate actuator RAM battery replacement
THR-PRM | 31 | 2 Years - EICT Preliminary & Primary treatment sluice gate actuator RAM battery replacement (AS PER ACTIVITY LIST) | Gates, Sluice, Actuator, South Primary | THR-PRM-G-S | 5000000 | THR-PRM-G-0112 | Primary treatment sluice gate actuator RAM battery replacement
THR-PRM | 31 | 2 Years - EICT Preliminary & Primary treatment sluice gate actuator RAM battery replacement (AS PER ACTIVITY LIST) | Gates, Sluice, Actuator, South Primary | THR-PRM-G-S | 6000000 | THR-PRM-G-0113 | Primary treatment sluice gate actuator RAM battery replacement
THR-PRM | 31 | 2 Years - EICT Preliminary & Primary treatment sluice gate actuator RAM battery replacement (AS PER ACTIVITY LIST) | Gates, Sluice, Actuator, South Primary | THR-PRM-G-S | 9000000 | THR-PRM-G-0212 | Primary treatment sluice gate actuator RAM battery replacement
THR-PRM | 31 | 2 Years - EICT Preliminary & Primary treatment sluice gate actuator RAM battery replacement (AS PER ACTIVITY LIST) | Gates, Sluice, Actuator, South Primary | THR-PRM-G-S | 1000000 | THR-PRM-G-0031 | Primary treatment sluice gate actuator RAM battery replacement
THR-PRM | 31 | 2 Years - EICT Preliminary & Primary treatment sluice gate actuator RAM battery replacement (AS PER ACTIVITY LIST) | Gates, Sluice, Actuator, South Primary | THR-PRM-G-S | 10000000 | THR-PRM-G-0213 | Primary treatment sluice gate actuator RAM battery replacement
THR-PRM | 31 | 2 Years - EICT Preliminary & Primary treatment sluice gate actuator RAM battery replacement (AS PER ACTIVITY LIST) | Gates, Sluice, Actuator, South Primary | THR-PRM-G-S | 7000000 | THR-PRM-G-0210 | Primary treatment sluice gate actuator RAM battery replacement
THR-PRM | 31 | 2 Years - EICT Preliminary & Primary treatment sluice gate actuator RAM battery replacement (AS PER ACTIVITY LIST) | Gates, Sluice, Actuator, South Primary | THR-PRM-G-S | 12000000 | THR-PRM-G-0311 | Primary treatment sluice gate actuator RAM battery replacement
THR-PRM | 31 | 2 Years - EICT Preliminary & Primary treatment sluice gate actuator RAM battery replacement (AS PER ACTIVITY LIST) | Gates, Sluice, Actuator, South Primary | THR-PRM-G-S | 8000000 | THR-PRM-G-0211 | Primary treatment sluice gate actuator RAM battery replacement
THR-PRM | 31 | 2 Years - EICT Preliminary & Primary treatment sluice gate actuator RAM battery replacement (AS PER ACTIVITY LIST) | Gates, Sluice, Actuator, South Primary | THR-PRM-G-S | 13000000 | THR-PRM-G-0312 | Primary treatment sluice gate actuator RAM battery replacement
THR-PRM | 31 | 2 Years - EICT Preliminary & Primary treatment sluice gate actuator RAM battery replacement (AS PER ACTIVITY LIST) | Gates, Sluice, Actuator, South Primary | THR-PRM-G-S | 11000000 | THR-PRM-G-0310 | Primary treatment sluice gate actuator RAM battery replacement
THR-PRM | 31 | 2 Years - EICT Preliminary & Primary treatment sluice gate actuator RAM battery replacement (AS PER ACTIVITY LIST) | Gates, Sluice, Actuator, South Primary | THR-PRM-G-S | 14000000 | THR-PRM-G-0410 | Primary treatment sluice gate actuator RAM battery replacement
THR-PRM | 31 | 2 Years - EICT Preliminary & Primary treatment sluice gate actuator RAM battery replacement (AS PER ACTIVITY LIST) | Gates, Sluice, Actuator, South Primary | THR-PRM-G-S | 15000000 | THR-PRM-G-0411 | Primary treatment sluice gate actuator RAM battery replacement
THR-PRM | 31 | 2 Years - EICT Preliminary & Primary treatment sluice gate actuator RAM battery replacement (AS PER ACTIVITY LIST) | Gates, Sluice, Actuator, South Primary | THR-PRM-G-S | 19000000 | THR-PRM-G-0512 | Primary treatment sluice gate actuator RAM battery replacement
THR-PRM | 31 | 2 Years - EICT Preliminary & Primary treatment sluice gate actuator RAM battery replacement (AS PER ACTIVITY LIST) | Gates, Sluice, Actuator, South Primary | THR-PRM-G-S | 16000000 | THR-PRM-G-0412 | Primary treatment sluice gate actuator RAM battery replacement
THR-PRM | 31 | 2 Years - EICT Preliminary & Primary treatment sluice gate actuator RAM battery replacement (AS PER ACTIVITY LIST) | Gates, Sluice, Actuator, South Primary | THR-PRM-G-S | 20000000 | THR-PRM-G-0513 | Primary treatment sluice gate actuator RAM battery replacement
THR-PRM | 31 | 2 Years - EICT Preliminary & Primary treatment sluice gate actuator RAM battery replacement (AS PER ACTIVITY LIST) | Gates, Sluice, Actuator, South Primary | THR-PRM-G-S | 17000000 | THR-PRM-G-0510 | Primary treatment sluice gate actuator RAM battery replacement
THR-PRM | 31 | 2 Years - EICT Preliminary & Primary treatment sluice gate actuator RAM battery replacement (AS PER ACTIVITY LIST) | Gates, Sluice, Actuator, South Primary | THR-PRM-G-S | 21000000 | THR-PRM-G-0610 | Primary treatment sluice gate actuator RAM battery replacement
THR-PRM | 31 | 2 Years - EICT Preliminary & Primary treatment sluice gate actuator RAM battery replacement (AS PER ACTIVITY LIST) | Gates, Sluice, Actuator, South Primary | THR-PRM-G-S | 18000000 | THR-PRM-G-0511 | Primary treatment sluice gate actuator RAM battery replacement
THR-PRM | 31 | 2 Years - EICT Preliminary & Primary treatment sluice gate actuator RAM battery replacement (AS PER ACTIVITY LIST) | Gates, Sluice, Actuator, South Primary | THR-PRM-G-S | 22000000 | THR-PRM-G-0611 | Primary treatment sluice gate actuator RAM battery replacement
THR-PRM | 31 | 2 Years - EICT Preliminary & Primary treatment sluice gate actuator RAM battery replacement (AS PER ACTIVITY LIST) | Gates, Sluice, Actuator, South Primary | THR-PRM-G-S | 25000000 | THR-PRM-G-0710 | Primary treatment sluice gate actuator RAM battery replacement
THR-PRM | 31 | 2 Years - EICT Preliminary & Primary treatment sluice gate actuator RAM battery replacement (AS PER ACTIVITY LIST) | Gates, Sluice, Actuator, South Primary | THR-PRM-G-S | 23000000 | THR-PRM-G-0612 | Primary treatment sluice gate actuator RAM battery replacement
THR-PRM | 31 | 2 Years - EICT Preliminary & Primary treatment sluice gate actuator RAM battery replacement (AS PER ACTIVITY LIST) | Gates, Sluice, Actuator, South Primary | THR-PRM-G-S | 26000000 | THR-PRM-G-0711 | Primary treatment sluice gate actuator RAM battery replacement
THR-PRM | 31 | 2 Years - EICT Preliminary & Primary treatment sluice gate actuator RAM battery replacement (AS PER ACTIVITY LIST) | Gates, Sluice, Actuator, South Primary | THR-PRM-G-S | 24000000 | THR-PRM-G-0613 | Primary treatment sluice gate actuator RAM battery replacement
THR-PRM | 31 | 2 Years - EICT Preliminary & Primary treatment sluice gate actuator RAM battery replacement (AS PER ACTIVITY LIST) | Gates, Sluice, Actuator, South Primary | THR-PRM-G-S | 28000000 | THR-PRM-G-0713 | Primary treatment sluice gate actuator RAM battery replacement
THR-PRM | 31 | 2 Years - EICT Preliminary & Primary treatment sluice gate actuator RAM battery replacement (AS PER ACTIVITY LIST) | Gates, Sluice, Actuator, South Primary | THR-PRM-G-S | 27000000 | THR-PRM-G-0712 | Primary treatment sluice gate actuator RAM battery replacement
THR-PRM | 31 | 2 Years - EICT Preliminary & Primary treatment sluice gate actuator RAM battery replacement (AS PER ACTIVITY LIST) | Gates, Sluice, Actuator, South Primary | THR-PRM-G-S | 29000000 | THR-PRM-G-0810 | Primary treatment sluice gate actuator RAM battery replacement
THR-PRM | 31 | 2 Years - EICT Preliminary & Primary treatment sluice gate actuator RAM battery replacement (AS PER ACTIVITY LIST) | Gates, Sluice, Actuator, South Primary | THR-PRM-G-S | 31000000 | THR-PRM-G-0812 | Primary treatment sluice gate actuator RAM battery replacement
THR-PRM | 31 | 2 Years - EICT Preliminary & Primary treatment sluice gate actuator RAM battery replacement (AS PER ACTIVITY LIST) | Gates, Sluice, Actuator, South Primary | THR-PRM-G-S | 30000000 | THR-PRM-G-0811 | Primary treatment sluice gate actuator RAM battery replacement
THR-PRM | 31 | 2 Years - EICT Preliminary & Primary treatment sluice gate actuator RAM battery replacement (AS PER ACTIVITY LIST) | Gates, Sluice, Actuator, South Primary | THR-PRM-G-S | 32000000 | THR-PRM-G-0813 | Primary treatment sluice gate actuator RAM battery replacement
THR-PRM | 32 | 1 Years -IMM South primary long and cross collector Gearbox Oil and lubrication check(As per list of Activities) | Long & Cross Collector, Sludge/Scum, Tanks , Primary Clarification - South | THR-PRM-CM-S | 2000000 | THR-PRM-CM-0102 | Long and cross collector gearbox lubrication check as per2A3A for
THR-PRM | 32 | 1 Years -IMM South primary long and cross collector Gearbox Oil and lubrication check(As per list of Activities) | Long & Cross Collector, Sludge/Scum, Tanks , Primary Clarification - South | THR-PRM-CM-S | 1000000 | THR-PRM-CM-0101 | Long and cross collector gearbox lubrication check as per2A3A for
THR-PRM | 32 | 1 Years -IMM South primary long and cross collector Gearbox Oil and lubrication check(As per list of Activities) | Long & Cross Collector, Sludge/Scum, Tanks , Primary Clarification - South | THR-PRM-CM-S | 3000000 | THR-PRM-CM-0201 | Long and cross collector gearbox lubrication check as per2A3A for
THR-PRM | 32 | 1 Years -IMM South primary long and cross collector Gearbox Oil and lubrication check(As per list of Activities) | Long & Cross Collector, Sludge/Scum, Tanks , Primary Clarification - South | THR-PRM-CM-S | 5000000 | THR-PRM-CM-0302 | Long and cross collector gearbox lubrication check as per2A3A for
THR-PRM | 32 | 1 Years -IMM South primary long and cross collector Gearbox Oil and lubrication check(As per list of Activities) | Long & Cross Collector, Sludge/Scum, Tanks , Primary Clarification - South | THR-PRM-CM-S | 4000000 | THR-PRM-CM-0202 | Long and cross collector gearbox lubrication check as per2A3A for
THR-PRM | 32 | 1 Years -IMM South primary long and cross collector Gearbox Oil and lubrication check(As per list of Activities) | Long & Cross Collector, Sludge/Scum, Tanks , Primary Clarification - South | THR-PRM-CM-S | 6000000 | THR-PRM-CM-0402 | Long and cross collector gearbox lubrication check as per2A3A for
THR-PRM | 32 | 1 Years -IMM South primary long and cross collector Gearbox Oil and lubrication check(As per list of Activities) | Long & Cross Collector, Sludge/Scum, Tanks , Primary Clarification - South | THR-PRM-CM-S | 7000000 | THR-PRM-CM-0501 | Long and cross collector gearbox lubrication check as per2A3A for
THR-PRM | 32 | 1 Years -IMM South primary long and cross collector Gearbox Oil and lubrication check(As per list of Activities) | Long & Cross Collector, Sludge/Scum, Tanks , Primary Clarification - South | THR-PRM-CM-S | 8000000 | THR-PRM-CM-0502 | Long and cross collector gearbox lubrication check as per2A3A for
THR-PRM | 32 | 1 Years -IMM South primary long and cross collector Gearbox Oil and lubrication check(As per list of Activities) | Long & Cross Collector, Sludge/Scum, Tanks , Primary Clarification - South | THR-PRM-CM-S | 9000000 | THR-PRM-CM-0601 | Long and cross collector gearbox lubrication check as per2A3A for
THR-PRM | 32 | 1 Years -IMM South primary long and cross collector Gearbox Oil and lubrication check(As per list of Activities) | Long & Cross Collector, Sludge/Scum, Tanks , Primary Clarification - South | THR-PRM-CM-S | 10000000 | THR-PRM-CM-0602 | Long and cross collector gearbox lubrication check as per2A3A for
THR-PRM | 32 | 1 Years -IMM South primary long and cross collector Gearbox Oil and lubrication check(As per list of Activities) | Long & Cross Collector, Sludge/Scum, Tanks , Primary Clarification - South | THR-PRM-CM-S | 11000000 | THR-PRM-CM-0701 | Long and cross collector gearbox lubrication check as per2A3A for
THR-PRM | 32 | 1 Years -IMM South primary long and cross collector Gearbox Oil and lubrication check(As per list of Activities) | Long & Cross Collector, Sludge/Scum, Tanks , Primary Clarification - South | THR-PRM-CM-S | 13000000 | THR-PRM-CM-0801 | Long and cross collector gearbox lubrication check as per2A3A for
THR-PRM | 32 | 1 Years -IMM South primary long and cross collector Gearbox Oil and lubrication check(As per list of Activities) | Long & Cross Collector, Sludge/Scum, Tanks , Primary Clarification - South | THR-PRM-CM-S | 12000000 | THR-PRM-CM-0702 | Long and cross collector gearbox lubrication check as per2A3A for
THR-PRM | 32 | 1 Years -IMM South primary long and cross collector Gearbox Oil and lubrication check(As per list of Activities) | Long & Cross Collector, Sludge/Scum, Tanks , Primary Clarification - South | THR-PRM-CM-S | 14000000 | THR-PRM-CM-0802 | Long and cross collector gearbox lubrication check as per2A3A for
THR-PRM | 34 | 1 Year - CONTRACTOR Inlet channel cleaning | Tank, Primary Clarification - Primary Tank - South | THR-PRM-T-0100 | 1000000 | THR-PRM-T-0100 | Primary inlet channel cleaning
THR-PRM | 34 | 1 Year - CONTRACTOR Inlet channel cleaning | Tank, Primary Clarification - Primary Tank - South | THR-PRM-T-0100 | 3000000 | THR-PRM-T-0700 | Primary inlet channel cleaning
THR-PRM | 34 | 1 Year - CONTRACTOR Inlet channel cleaning | Tank, Primary Clarification - Primary Tank - South | THR-PRM-T-0100 | 2000000 | THR-PRM-T-0400 | Primary inlet channel cleaning
THR-PRM | 34 | 1 Year - CONTRACTOR Inlet channel cleaning | Tank, Primary Clarification - Primary Tank - South | THR-PRM-T-0100 | 4000000 | THR-PRM-T-0900 | Primary inlet channel cleaning
THR-PRM | 35 | 1 Year - EICT Preliminary & Primary Treatment Sluice Gate actuator- Electrical Checks(as per Activity list) | Gate, Sluice, North , Preliminary Treatment | THR-PLT-G-NORTH | 2000000 | THR-PRM-G-0040 | 1 Yr Bar Screen Sluice GatesActuator Electrical Checks for
THR-PRM | 35 | 1 Year - EICT Preliminary & Primary Treatment Sluice Gate actuator- Electrical Checks(as per Activity list) | Gate, Sluice, North , Preliminary Treatment | THR-PLT-G-NORTH | 3000000 | THR-PRM-G-0041 | 1 Yr Bar Screen Sluice GatesActuator Electrical Checks for
THR-PRM | 35 | 1 Year - EICT Preliminary & Primary Treatment Sluice Gate actuator- Electrical Checks(as per Activity list) | Gate, Sluice, North , Preliminary Treatment | THR-PLT-G-NORTH | 4000000 | THR-PRM-G-0042 | 1 Yr Bar Screen Sluice GatesActuator Electrical Checks for
THR-PRM | 35 | 1 Year - EICT Preliminary & Primary Treatment Sluice Gate actuator- Electrical Checks(as per Activity list) | Gate, Sluice, North , Preliminary Treatment | THR-PLT-G-NORTH | 6000000 | THR-PRM-G-0044 | 1 Yr Bar Screen Sluice GatesActuator Electrical Checks for
THR-PRM | 35 | 1 Year - EICT Preliminary & Primary Treatment Sluice Gate actuator- Electrical Checks(as per Activity list) | Gate, Sluice, North , Preliminary Treatment | THR-PLT-G-NORTH | 5000000 | THR-PRM-G-0043 | 1 Yr Bar Screen Sluice GatesActuator Electrical Checks for
THR-PRM | 35 | 1 Year - EICT Preliminary & Primary Treatment Sluice Gate actuator- Electrical Checks(as per Activity list) | Gate, Sluice, North , Preliminary Treatment | THR-PLT-G-NORTH | 8000000 | THR-PRM-G-0046 | 1 Yr Bar Screen Sluice GatesActuator Electrical Checks for
THR-PRM | 35 | 1 Year - EICT Preliminary & Primary Treatment Sluice Gate actuator- Electrical Checks(as per Activity list) | Gate, Sluice, North , Preliminary Treatment | THR-PLT-G-NORTH | 7000000 | THR-PRM-G-0045 | 1 Yr Bar Screen Sluice GatesActuator Electrical Checks for
THR-PRM | 35 | 1 Year - EICT Preliminary & Primary Treatment Sluice Gate actuator- Electrical Checks(as per Activity list) | Gate, Sluice, Bar Screen, North Headhouse, Preliminary Treatment | THR-PLT-G-SC | 2000000 | THR-PLT-G-0103 | 1 Yr Bar Screen Sluice GatesActuator Electrical Checks for
THR-PRM | 35 | 1 Year - EICT Preliminary & Primary Treatment Sluice Gate actuator- Electrical Checks(as per Activity list) | Gate, Sluice, Bar Screen, North Headhouse, Preliminary Treatment | THR-PLT-G-SC | 1000000 | THR-PLT-G-0100 | 1 Yr Bar Screen Sluice GatesActuator Electrical Checks for
THR-PRM | 35 | 1 Year - EICT Preliminary & Primary Treatment Sluice Gate actuator- Electrical Checks(as per Activity list) | Gate, Sluice, Bar Screen, North Headhouse, Preliminary Treatment | THR-PLT-G-SC | 4000000 | THR-PLT-G-0113 | 1 Yr Bar Screen Sluice GatesActuator Electrical Checks for
THR-PRM | 35 | 1 Year - EICT Preliminary & Primary Treatment Sluice Gate actuator- Electrical Checks(as per Activity list) | Gate, Sluice, Bar Screen, North Headhouse, Preliminary Treatment | THR-PLT-G-SC | 3000000 | THR-PLT-G-0110 | 1 Yr Bar Screen Sluice GatesActuator Electrical Checks for
THR-PRM | 35 | 1 Year - EICT Preliminary & Primary Treatment Sluice Gate actuator- Electrical Checks(as per Activity list) | Gate, Sluice, Bar Screen, North Headhouse, Preliminary Treatment | THR-PLT-G-SC | 9000000 | THR-PLT-G-0140 | 1 Yr Bar Screen Sluice GatesActuator Electrical Checks for
THR-PRM | 35 | 1 Year - EICT Preliminary & Primary Treatment Sluice Gate actuator- Electrical Checks(as per Activity list) | Gate, Sluice, Bar Screen, North Headhouse, Preliminary Treatment | THR-PLT-G-SC | 5000000 | THR-PLT-G-0120 | 1 Yr Bar Screen Sluice GatesActuator Electrical Checks for
THR-PRM | 35 | 1 Year - EICT Preliminary & Primary Treatment Sluice Gate actuator- Electrical Checks(as per Activity list) | Gate, Sluice, Bar Screen, North Headhouse, Preliminary Treatment | THR-PLT-G-SC | 10000000 | THR-PLT-G-0143 | 1 Yr Bar Screen Sluice GatesActuator Electrical Checks for
THR-PRM | 35 | 1 Year - EICT Preliminary & Primary Treatment Sluice Gate actuator- Electrical Checks(as per Activity list) | Gate, Sluice, Bar Screen, North Headhouse, Preliminary Treatment | THR-PLT-G-SC | 6000000 | THR-PLT-G-0123 | 1 Yr Bar Screen Sluice GatesActuator Electrical Checks for
THR-PRM | 35 | 1 Year - EICT Preliminary & Primary Treatment Sluice Gate actuator- Electrical Checks(as per Activity list) | Gate, Sluice, Bar Screen, North Headhouse, Preliminary Treatment | THR-PLT-G-SC | 11000000 | THR-PLT-G-0150 | 1 Yr Bar Screen Sluice GatesActuator Electrical Checks for
THR-PRM | 35 | 1 Year - EICT Preliminary & Primary Treatment Sluice Gate actuator- Electrical Checks(as per Activity list) | Gate, Sluice, Bar Screen, North Headhouse, Preliminary Treatment | THR-PLT-G-SC | 7000000 | THR-PLT-G-0130 | 1 Yr Bar Screen Sluice GatesActuator Electrical Checks for
THR-PRM | 35 | 1 Year - EICT Preliminary & Primary Treatment Sluice Gate actuator- Electrical Checks(as per Activity list) | Gate, Sluice, Bar Screen, North Headhouse, Preliminary Treatment | THR-PLT-G-SC | 12000000 | THR-PLT-G-0153 | 1 Yr Bar Screen Sluice GatesActuator Electrical Checks for
THR-PRM | 35 | 1 Year - EICT Preliminary & Primary Treatment Sluice Gate actuator- Electrical Checks(as per Activity list) | Gate, Sluice, Bar Screen, North Headhouse, Preliminary Treatment | THR-PLT-G-SC | 8000000 | THR-PLT-G-0133 | 1 Yr Bar Screen Sluice GatesActuator Electrical Checks for
THR-PRM | 35 | 1 Year - EICT Preliminary & Primary Treatment Sluice Gate actuator- Electrical Checks(as per Activity list) | Gate, Sluice, Vortex, South Headhouse, Preliminary Treatment | THR-PLT-G-VX | 1000000 | THR-PLT-G-1100 | 1 Yr Bar Screen Sluice GatesActuator Electrical Checks for
THR-PRM | 35 | 1 Year - EICT Preliminary & Primary Treatment Sluice Gate actuator- Electrical Checks(as per Activity list) | Gate, Sluice, Vortex, South Headhouse, Preliminary Treatment | THR-PLT-G-VX | 2000000 | THR-PLT-G-1103 | 1 Yr Bar Screen Sluice GatesActuator Electrical Checks for
THR-PRM | 35 | 1 Year - EICT Preliminary & Primary Treatment Sluice Gate actuator- Electrical Checks(as per Activity list) | Gate, Sluice, Vortex, South Headhouse, Preliminary Treatment | THR-PLT-G-VX | 7000000 | THR-PLT-G-1145 | 1 Yr Bar Screen Sluice GatesActuator Electrical Checks for
THR-PRM | 35 | 1 Year - EICT Preliminary & Primary Treatment Sluice Gate actuator- Electrical Checks(as per Activity list) | Gate, Sluice, Vortex, South Headhouse, Preliminary Treatment | THR-PLT-G-VX | 8000000 | THR-PLT-G-1148 | 1 Yr Bar Screen Sluice GatesActuator Electrical Checks for
THR-PRM | 35 | 1 Year - EICT Preliminary & Primary Treatment Sluice Gate actuator- Electrical Checks(as per Activity list) | Gate, Sluice, Vortex, South Headhouse, Preliminary Treatment | THR-PLT-G-VX | 3000000 | THR-PLT-G-1115 | 1 Yr Bar Screen Sluice GatesActuator Electrical Checks for
THR-PRM | 35 | 1 Year - EICT Preliminary & Primary Treatment Sluice Gate actuator- Electrical Checks(as per Activity list) | Gate, Sluice, Vortex, South Headhouse, Preliminary Treatment | THR-PLT-G-VX | 10000000 | THR-PLT-G-1163 | 1 Yr Bar Screen Sluice GatesActuator Electrical Checks for
THR-PRM | 35 | 1 Year - EICT Preliminary & Primary Treatment Sluice Gate actuator- Electrical Checks(as per Activity list) | Gate, Sluice, Vortex, South Headhouse, Preliminary Treatment | THR-PLT-G-VX | 4000000 | THR-PLT-G-1118 | 1 Yr Bar Screen Sluice GatesActuator Electrical Checks for
THR-PRM | 35 | 1 Year - EICT Preliminary & Primary Treatment Sluice Gate actuator- Electrical Checks(as per Activity list) | Gate, Sluice, Vortex, South Headhouse, Preliminary Treatment | THR-PLT-G-VX | 5000000 | THR-PLT-G-1130 | 1 Yr Bar Screen Sluice GatesActuator Electrical Checks for
THR-PRM | 35 | 1 Year - EICT Preliminary & Primary Treatment Sluice Gate actuator- Electrical Checks(as per Activity list) | Gate, Sluice, Vortex, South Headhouse, Preliminary Treatment | THR-PLT-G-VX | 6000000 | THR-PLT-G-1133 | 1 Yr Bar Screen Sluice GatesActuator Electrical Checks for
THR-PRM | 35 | 1 Year - EICT Preliminary & Primary Treatment Sluice Gate actuator- Electrical Checks(as per Activity list) | Gate, Sluice, Vortex, South Headhouse, Preliminary Treatment | THR-PLT-G-VX | 9000000 | THR-PLT-G-1160 | 1 Yr Bar Screen Sluice GatesActuator Electrical Checks for
THR-PRM | 35 | 1 Year - EICT Preliminary & Primary Treatment Sluice Gate actuator- Electrical Checks(as per Activity list) | Gate, Sluice, Vortex, South Headhouse, Preliminary Treatment | THR-PLT-G-VX | 11000000 | THR-PLT-G-1175 | 1 Yr Bar Screen Sluice GatesActuator Electrical Checks for
THR-PRM | 35 | 1 Year - EICT Preliminary & Primary Treatment Sluice Gate actuator- Electrical Checks(as per Activity list) | Gate, Sluice, Vortex, South Headhouse, Preliminary Treatment | THR-PLT-G-VX | 12000000 | THR-PLT-G-1178 | 1 Yr Bar Screen Sluice GatesActuator Electrical Checks for
THR-PRM | 35 | 1 Year - EICT Preliminary & Primary Treatment Sluice Gate actuator- Electrical Checks(as per Activity list) | Gate, Sluice, North Grit, Preliminary Treatment | THR-PLT-GRIT-G | 2000000 | THR-PLT-G-2002 | I Yr North Grit Sluice GatesActuator Electrical Checks for
THR-PRM | 35 | 1 Year - EICT Preliminary & Primary Treatment Sluice Gate actuator- Electrical Checks(as per Activity list) | Gate, Sluice, North Grit, Preliminary Treatment | THR-PLT-GRIT-G | 3000000 | THR-PLT-G-2004 | I Yr North Grit Sluice GatesActuator Electrical Checks for
THR-PRM | 35 | 1 Year - EICT Preliminary & Primary Treatment Sluice Gate actuator- Electrical Checks(as per Activity list) | Gate, Sluice, North Grit, Preliminary Treatment | THR-PLT-GRIT-G | 4000000 | THR-PLT-G-2006 | I Yr North Grit Sluice GatesActuator Electrical Checks for
THR-PRM | 35 | 1 Year - EICT Preliminary & Primary Treatment Sluice Gate actuator- Electrical Checks(as per Activity list) | Gate, Sluice, North Grit, Preliminary Treatment | THR-PLT-GRIT-G | 5000000 | THR-PLT-G-2007 | I Yr North Grit Sluice GatesActuator Electrical Checks for
THR-PRM | 35 | 1 Year - EICT Preliminary & Primary Treatment Sluice Gate actuator- Electrical Checks(as per Activity list) | Gate, Sluice, North Grit, Preliminary Treatment | THR-PLT-GRIT-G | 6000000 | THR-PLT-G-2008 | I Yr North Grit Sluice GatesActuator Electrical Checks for
THR-PRM | 35 | 1 Year - EICT Preliminary & Primary Treatment Sluice Gate actuator- Electrical Checks(as per Activity list) | Gate, Sluice, North Grit, Preliminary Treatment | THR-PLT-GRIT-G | 8000000 | THR-PLT-G-2010 | I Yr North Grit Sluice GatesActuator Electrical Checks for
THR-PRM | 35 | 1 Year - EICT Preliminary & Primary Treatment Sluice Gate actuator- Electrical Checks(as per Activity list) | Gate, Sluice, North Grit, Preliminary Treatment | THR-PLT-GRIT-G | 1000000 | THR-PLT-G-2000 | I Yr North Grit Sluice GatesActuator Electrical Checks for
THR-PRM | 35 | 1 Year - EICT Preliminary & Primary Treatment Sluice Gate actuator- Electrical Checks(as per Activity list) | Gate, Sluice, North Grit, Preliminary Treatment | THR-PLT-GRIT-G | 9000000 | THR-PLT-G-2011 | I Yr North Grit Sluice GatesActuator Electrical Checks for
THR-PRM | 35 | 1 Year - EICT Preliminary & Primary Treatment Sluice Gate actuator- Electrical Checks(as per Activity list) | Gate, Sluice, North Grit, Preliminary Treatment | THR-PLT-GRIT-G | 7000000 | THR-PLT-G-2009 | I Yr North Grit Sluice GatesActuator Electrical Checks for
THR-PRM | 35 | 1 Year - EICT Preliminary & Primary Treatment Sluice Gate actuator- Electrical Checks(as per Activity list) | Gate, Sluice, North Grit, Preliminary Treatment | THR-PLT-GRIT-G | 10000000 | THR-PLT-G-2005 | I Yr North Grit Sluice GatesActuator Electrical Checks for
THR-PRM | 37 | 1 Year - IMM Sludge transfer pump Oil change and Coupling Inspection | Sludge Pumping, Primary Treatment, North Primary | THR-PRM-SLP-N | 3000000 | THR-PRM-P-2520 | Sludge transfer pump Oil change and Coupling Inspection as per 0008 for
THR-PRM | 37 | 1 Year - IMM Sludge transfer pump Oil change and Coupling Inspection | Sludge Pumping, Primary Treatment, North Primary | THR-PRM-SLP-N | 1000000 | THR-PRM-P-2420 | Sludge transfer pump Oil change and Coupling Inspection as per 0008 for
THR-PRM | 37 | 1 Year - IMM Sludge transfer pump Oil change and Coupling Inspection | Sludge Pumping, Primary Treatment, North Primary | THR-PRM-SLP-N | 6000000 | THR-PRM-P-2630 | Sludge transfer pump Oil change and Coupling Inspection as per 0008 for
THR-PRM | 37 | 1 Year - IMM Sludge transfer pump Oil change and Coupling Inspection | Sludge Pumping, Primary Treatment, North Primary | THR-PRM-SLP-N | 2000000 | THR-PRM-P-2430 | Sludge transfer pump Oil change and Coupling Inspection as per 0008 for
THR-PRM | 37 | 1 Year - IMM Sludge transfer pump Oil change and Coupling Inspection | Sludge Pumping, Primary Treatment, North Primary | THR-PRM-SLP-N | 4000000 | THR-PRM-P-2530 | Sludge transfer pump Oil change and Coupling Inspection as per 0008 for
THR-PRM | 37 | 1 Year - IMM Sludge transfer pump Oil change and Coupling Inspection | Sludge Pumping, Primary Treatment, North Primary | THR-PRM-SLP-N | 5000000 | THR-PRM-P-2620 | Sludge transfer pump Oil change and Coupling Inspection as per 0008 for
THR-PRM | 37 | 1 Year - IMM Sludge transfer pump Oil change and Coupling Inspection | Sludge Pumping, Primary Treatment, South Primary | THR-PRM-SLP-S | 2000000 | THR-PRM-P-2121 | Sludge transfer pump Oil change and Coupling Inspection as per 0008 for
THR-PRM | 37 | 1 Year - IMM Sludge transfer pump Oil change and Coupling Inspection | Sludge Pumping, Primary Treatment, South Primary | THR-PRM-SLP-S | 3000000 | THR-PRM-P-2221 | Sludge transfer pump Oil change and Coupling Inspection as per 0008 for
THR-PRM | 37 | 1 Year - IMM Sludge transfer pump Oil change and Coupling Inspection | Sludge Pumping, Primary Treatment, South Primary | THR-PRM-SLP-S | 6000000 | THR-PRM-P-2340 | Sludge transfer pump Oil change and Coupling Inspection as per 0008 for
THR-PRM | 37 | 1 Year - IMM Sludge transfer pump Oil change and Coupling Inspection | Sludge Pumping, Primary Treatment, South Primary | THR-PRM-SLP-S | 1000000 | THR-PRM-P-2120 | Sludge transfer pump Oil change and Coupling Inspection as per 0008 for
THR-PRM | 37 | 1 Year - IMM Sludge transfer pump Oil change and Coupling Inspection | Sludge Pumping, Primary Treatment, South Primary | THR-PRM-SLP-S | 7000000 | THR-PRM-P-2341 | Sludge transfer pump Oil change and Coupling Inspection as per 0008 for
THR-PRM | 37 | 1 Year - IMM Sludge transfer pump Oil change and Coupling Inspection | Sludge Pumping, Primary Treatment, South Primary | THR-PRM-SLP-S | 4000000 | THR-PRM-P-2231 | Sludge transfer pump Oil change and Coupling Inspection as per 0008 for
THR-PRM | 37 | 1 Year - IMM Sludge transfer pump Oil change and Coupling Inspection | Sludge Pumping, Primary Treatment, South Primary | THR-PRM-SLP-S | 5000000 | THR-PRM-P-2241 | Sludge transfer pump Oil change and Coupling Inspection as per 0008 for
THR-PRM | 51 | Yearly-IMM Conveyors,Compactors,and Collectors Gear Box Oil Analysis(As per list of Activities) | Conveyor, Grit,North Grit Building | THR-PLT-CV-GRIT | 1000000 | THR-PLT-CV-2201 | Conveyor Gear Box Oil Analysis for
THR-PRM | 51 | Yearly-IMM Conveyors,Compactors,and Collectors Gear Box Oil Analysis(As per list of Activities) | Conveyor, Grit,North Grit Building | THR-PLT-CV-GRIT | 3000000 | THR-PLT-CV-2221 | Conveyor Gear Box Oil Analysis for
THR-PRM | 51 | Yearly-IMM Conveyors,Compactors,and Collectors Gear Box Oil Analysis(As per list of Activities) | Conveyor, Grit,North Grit Building | THR-PLT-CV-GRIT | 2000000 | THR-PLT-CV-2211 | Conveyor Gear Box Oil Analysis for
THR-PRM | 51 | Yearly-IMM Conveyors,Compactors,and Collectors Gear Box Oil Analysis(As per list of Activities) | Conveyor, Grit,North Grit Building | THR-PLT-CV-GRIT | 4000000 | THR-PLT-CV-2930 | Conveyor Gear Box Oil Analysis for
THR-PRM | 51 | Yearly-IMM Conveyors,Compactors,and Collectors Gear Box Oil Analysis(As per list of Activities) | Conveyor, Grit,North Grit Building | THR-PLT-CV-GRIT | 6000000 | THR-PLT-CV-2950 | Conveyor Gear Box Oil Analysis for
THR-PRM | 51 | Yearly-IMM Conveyors,Compactors,and Collectors Gear Box Oil Analysis(As per list of Activities) | Conveyor, Grit,North Grit Building | THR-PLT-CV-GRIT | 5000000 | THR-PLT-CV-2940 | Conveyor Gear Box Oil Analysis for
THR-PRM | 51 | Yearly-IMM Conveyors,Compactors,and Collectors Gear Box Oil Analysis(As per list of Activities) | Conveyor, Grit,North Grit Building | THR-PLT-CV-GRIT | 8000000 | THR-PLT-CV-2970 | Conveyor Gear Box Oil Analysis for
THR-PRM | 51 | Yearly-IMM Conveyors,Compactors,and Collectors Gear Box Oil Analysis(As per list of Activities) | Conveyor, Grit,North Grit Building | THR-PLT-CV-GRIT | 7000000 | THR-PLT-CV-2960 | Conveyor Gear Box Oil Analysis for
THR-PRM | 51 | Yearly-IMM Conveyors,Compactors,and Collectors Gear Box Oil Analysis(As per list of Activities) | Conveyor, Grit,North Grit Building | THR-PLT-CV-GRIT | 9000000 | THR-PLT-CV-2980 | Conveyor Gear Box Oil Analysis for
THR-PRM | 54 | 3 Months - IMM South side scum collector mechanism (New) Inspection(As per list of Activities) | Long & Cross Collector, Sludge/Scum, Tanks , Primary Clarification - South | THR-PRM-CM-S | 2000000 | THR-PRM-CM-0122 | 6M Inspection of Collector Mechanism as per for
THR-PRM | 54 | 3 Months - IMM South side scum collector mechanism (New) Inspection(As per list of Activities) | Long & Cross Collector, Sludge/Scum, Tanks , Primary Clarification - South | THR-PRM-CM-S | 1000000 | THR-PRM-CM-0121 | 6M Inspection of Collector Mechanism as per for
THR-PRM | 54 | 3 Months - IMM South side scum collector mechanism (New) Inspection(As per list of Activities) | Long & Cross Collector, Sludge/Scum, Tanks , Primary Clarification - South | THR-PRM-CM-S | 4000000 | THR-PRM-CM-0222 | 6M Inspection of Collector Mechanism as per for
THR-PRM | 54 | 3 Months - IMM South side scum collector mechanism (New) Inspection(As per list of Activities) | Long & Cross Collector, Sludge/Scum, Tanks , Primary Clarification - South | THR-PRM-CM-S | 3000000 | THR-PRM-CM-0221 | 6M Inspection of Collector Mechanism as per for
THR-PRM | 54 | 3 Months - IMM South side scum collector mechanism (New) Inspection(As per list of Activities) | Long & Cross Collector, Sludge/Scum, Tanks , Primary Clarification - South | THR-PRM-CM-S | 5000000 | THR-PRM-CM-0321 | 6M Inspection of Collector Mechanism as per for
THR-PRM | 54 | 3 Months - IMM South side scum collector mechanism (New) Inspection(As per list of Activities) | Long & Cross Collector, Sludge/Scum, Tanks , Primary Clarification - South | THR-PRM-CM-S | 6000000 | THR-PRM-CM-0322 | 6M Inspection of Collector Mechanism as per for
THR-PRM | 54 | 3 Months - IMM South side scum collector mechanism (New) Inspection(As per list of Activities) | Long & Cross Collector, Sludge/Scum, Tanks , Primary Clarification - South | THR-PRM-CM-S | 8000000 | THR-PRM-CM-0422 | 6M Inspection of Collector Mechanism as per for
THR-PRM | 54 | 3 Months - IMM South side scum collector mechanism (New) Inspection(As per list of Activities) | Long & Cross Collector, Sludge/Scum, Tanks , Primary Clarification - South | THR-PRM-CM-S | 7000000 | THR-PRM-CM-0421 | 6M Inspection of Collector Mechanism as per for
THR-PRM | 54 | 3 Months - IMM South side scum collector mechanism (New) Inspection(As per list of Activities) | Long & Cross Collector, Sludge/Scum, Tanks , Primary Clarification - South | THR-PRM-CM-S | 10000000 | THR-PRM-CM-0522 | 6M Inspection of Collector Mechanism as per for
THR-PRM | 54 | 3 Months - IMM South side scum collector mechanism (New) Inspection(As per list of Activities) | Long & Cross Collector, Sludge/Scum, Tanks , Primary Clarification - South | THR-PRM-CM-S | 9000000 | THR-PRM-CM-0521 | 6M Inspection of Collector Mechanism as per for
THR-PRM | 54 | 3 Months - IMM South side scum collector mechanism (New) Inspection(As per list of Activities) | Long & Cross Collector, Sludge/Scum, Tanks , Primary Clarification - South | THR-PRM-CM-S | 11000000 | THR-PRM-CM-0621 | 6M Inspection of Collector Mechanism as per for
THR-PRM | 54 | 3 Months - IMM South side scum collector mechanism (New) Inspection(As per list of Activities) | Long & Cross Collector, Sludge/Scum, Tanks , Primary Clarification - South | THR-PRM-CM-S | 14000000 | THR-PRM-CM-0722 | 6M Inspection of Collector Mechanism as per for
THR-PRM | 54 | 3 Months - IMM South side scum collector mechanism (New) Inspection(As per list of Activities) | Long & Cross Collector, Sludge/Scum, Tanks , Primary Clarification - South | THR-PRM-CM-S | 12000000 | THR-PRM-CM-0622 | 6M Inspection of Collector Mechanism as per for
THR-PRM | 54 | 3 Months - IMM South side scum collector mechanism (New) Inspection(As per list of Activities) | Long & Cross Collector, Sludge/Scum, Tanks , Primary Clarification - South | THR-PRM-CM-S | 15000000 | THR-PRM-CM-0821 | 6M Inspection of Collector Mechanism as per for
THR-PRM | 54 | 3 Months - IMM South side scum collector mechanism (New) Inspection(As per list of Activities) | Long & Cross Collector, Sludge/Scum, Tanks , Primary Clarification - South | THR-PRM-CM-S | 13000000 | THR-PRM-CM-0721 | 6M Inspection of Collector Mechanism as per for
THR-PRM | 54 | 3 Months - IMM South side scum collector mechanism (New) Inspection(As per list of Activities) | Long & Cross Collector, Sludge/Scum, Tanks , Primary Clarification - South | THR-PRM-CM-S | 16000000 | THR-PRM-CM-0822 | 6M Inspection of Collector Mechanism as per for
THR-PRM | 55 | 6 Months -EICT South side scum collector mechanism (New) Motors Inspection and Lubrication(As per list of Activities) | Long & Cross Collector, Sludge/Scum, Tanks , Primary Clarification - South | THR-PRM-CM-S | 2000000 | THR-PRM-CM-0122 | 6M Inspection of Collector Mechanism Motor as per for
THR-PRM | 55 | 6 Months -EICT South side scum collector mechanism (New) Motors Inspection and Lubrication(As per list of Activities) | Long & Cross Collector, Sludge/Scum, Tanks , Primary Clarification - South | THR-PRM-CM-S | 1000000 | THR-PRM-CM-0121 | 6M Inspection of Collector Mechanism Motor as per for
THR-PRM | 55 | 6 Months -EICT South side scum collector mechanism (New) Motors Inspection and Lubrication(As per list of Activities) | Long & Cross Collector, Sludge/Scum, Tanks , Primary Clarification - South | THR-PRM-CM-S | 3000000 | THR-PRM-CM-0221 | 6M Inspection of Collector Mechanism Motor as per for
THR-PRM | 55 | 6 Months -EICT South side scum collector mechanism (New) Motors Inspection and Lubrication(As per list of Activities) | Long & Cross Collector, Sludge/Scum, Tanks , Primary Clarification - South | THR-PRM-CM-S | 4000000 | THR-PRM-CM-0222 | 6M Inspection of Collector Mechanism Motor as per for
THR-PRM | 55 | 6 Months -EICT South side scum collector mechanism (New) Motors Inspection and Lubrication(As per list of Activities) | Long & Cross Collector, Sludge/Scum, Tanks , Primary Clarification - South | THR-PRM-CM-S | 5000000 | THR-PRM-CM-0321 | 6M Inspection of Collector Mechanism Motor as per for
THR-PRM | 55 | 6 Months -EICT South side scum collector mechanism (New) Motors Inspection and Lubrication(As per list of Activities) | Long & Cross Collector, Sludge/Scum, Tanks , Primary Clarification - South | THR-PRM-CM-S | 6000000 | THR-PRM-CM-0322 | 6M Inspection of Collector Mechanism Motor as per for
THR-PRM | 55 | 6 Months -EICT South side scum collector mechanism (New) Motors Inspection and Lubrication(As per list of Activities) | Long & Cross Collector, Sludge/Scum, Tanks , Primary Clarification - South | THR-PRM-CM-S | 7000000 | THR-PRM-CM-0421 | 6M Inspection of Collector Mechanism Motor as per for
THR-PRM | 55 | 6 Months -EICT South side scum collector mechanism (New) Motors Inspection and Lubrication(As per list of Activities) | Long & Cross Collector, Sludge/Scum, Tanks , Primary Clarification - South | THR-PRM-CM-S | 10000000 | THR-PRM-CM-0522 | 6M Inspection of Collector Mechanism Motor as per for
THR-PRM | 55 | 6 Months -EICT South side scum collector mechanism (New) Motors Inspection and Lubrication(As per list of Activities) | Long & Cross Collector, Sludge/Scum, Tanks , Primary Clarification - South | THR-PRM-CM-S | 8000000 | THR-PRM-CM-0422 | 6M Inspection of Collector Mechanism Motor as per for
THR-PRM | 55 | 6 Months -EICT South side scum collector mechanism (New) Motors Inspection and Lubrication(As per list of Activities) | Long & Cross Collector, Sludge/Scum, Tanks , Primary Clarification - South | THR-PRM-CM-S | 11000000 | THR-PRM-CM-0621 | 6M Inspection of Collector Mechanism Motor as per for
THR-PRM | 55 | 6 Months -EICT South side scum collector mechanism (New) Motors Inspection and Lubrication(As per list of Activities) | Long & Cross Collector, Sludge/Scum, Tanks , Primary Clarification - South | THR-PRM-CM-S | 9000000 | THR-PRM-CM-0521 | 6M Inspection of Collector Mechanism Motor as per for
THR-PRM | 55 | 6 Months -EICT South side scum collector mechanism (New) Motors Inspection and Lubrication(As per list of Activities) | Long & Cross Collector, Sludge/Scum, Tanks , Primary Clarification - South | THR-PRM-CM-S | 13000000 | THR-PRM-CM-0721 | 6M Inspection of Collector Mechanism Motor as per for
THR-PRM | 55 | 6 Months -EICT South side scum collector mechanism (New) Motors Inspection and Lubrication(As per list of Activities) | Long & Cross Collector, Sludge/Scum, Tanks , Primary Clarification - South | THR-PRM-CM-S | 12000000 | THR-PRM-CM-0622 | 6M Inspection of Collector Mechanism Motor as per for
THR-PRM | 55 | 6 Months -EICT South side scum collector mechanism (New) Motors Inspection and Lubrication(As per list of Activities) | Long & Cross Collector, Sludge/Scum, Tanks , Primary Clarification - South | THR-PRM-CM-S | 14000000 | THR-PRM-CM-0722 | 6M Inspection of Collector Mechanism Motor as per for
THR-PRM | 55 | 6 Months -EICT South side scum collector mechanism (New) Motors Inspection and Lubrication(As per list of Activities) | Long & Cross Collector, Sludge/Scum, Tanks , Primary Clarification - South | THR-PRM-CM-S | 15000000 | THR-PRM-CM-0821 | 6M Inspection of Collector Mechanism Motor as per for
THR-PRM | 55 | 6 Months -EICT South side scum collector mechanism (New) Motors Inspection and Lubrication(As per list of Activities) | Long & Cross Collector, Sludge/Scum, Tanks , Primary Clarification - South | THR-PRM-CM-S | 16000000 | THR-PRM-CM-0822 | 6M Inspection of Collector Mechanism Motor as per for
THR-PRM | 58 | 1 Year - EICT, PLC, RPU functionality and operational tests | Primary Treatment RPUs | THR-PRM-RPU | 2000000 | THR-PRM-RPU-0002 | Visual inspection of RPUs cleanliness wiring condition PLC status fuse and breaker inspection RPU UPS status
THR-PRM | 58 | 1 Year - EICT, PLC, RPU functionality and operational tests | Primary Treatment RPUs | THR-PRM-RPU | 1000000 | THR-PRM-RPU-0001 | Visual inspection of RPUs cleanliness wiring condition PLC status fuse and breaker inspection RPU UPS status
THR-PRM | 58 | 1 Year - EICT, PLC, RPU functionality and operational tests | Primary Treatment RPUs | THR-PRM-RPU | 4000000 | THR-PRM-RPU-0004 | Visual inspection of RPUs cleanliness wiring condition PLC status fuse and breaker inspection RPU UPS status
THR-PRM | 58 | 1 Year - EICT, PLC, RPU functionality and operational tests | Primary Treatment RPUs | THR-PRM-RPU | 3000000 | THR-PRM-RPU-0003 | Visual inspection of RPUs cleanliness wiring condition PLC status fuse and breaker inspection RPU UPS status
THR-PRM | 58 | 1 Year - EICT, PLC, RPU functionality and operational tests | Primary Treatment RPUs | THR-PRM-RPU | 9000000 | THR-PRM-CM-1002 | Visual inspection of RPUs cleanliness wiring condition PLC status fuse and breaker inspection RPU UPS status
THR-PRM | 58 | 1 Year - EICT, PLC, RPU functionality and operational tests | Primary Treatment RPUs | THR-PRM-RPU | 5000000 | THR-PRM-RPU-0005 | Visual inspection of RPUs cleanliness wiring condition PLC status fuse and breaker inspection RPU UPS status
THR-PRM | 58 | 1 Year - EICT, PLC, RPU functionality and operational tests | Primary Treatment RPUs | THR-PRM-RPU | 11000000 | THR-PRM-OIT-0902 | Visual inspection of RPUs cleanliness wiring condition PLC status fuse and breaker inspection RPU UPS status
THR-PRM | 58 | 1 Year - EICT, PLC, RPU functionality and operational tests | Primary Treatment RPUs | THR-PRM-RPU | 6000000 | THR-PRM-RPU-0010 | Visual inspection of RPUs cleanliness wiring condition PLC status fuse and breaker inspection RPU UPS status
THR-PRM | 58 | 1 Year - EICT, PLC, RPU functionality and operational tests | Primary Treatment RPUs | THR-PRM-RPU | 12000000 | THR-PRM-OIT-1002 | Visual inspection of RPUs cleanliness wiring condition PLC status fuse and breaker inspection RPU UPS status
THR-PRM | 58 | 1 Year - EICT, PLC, RPU functionality and operational tests | Primary Treatment RPUs | THR-PRM-RPU | 7000000 | THR-PRM-RPU-0011 | Visual inspection of RPUs cleanliness wiring condition PLC status fuse and breaker inspection RPU UPS status
THR-PRM | 58 | 1 Year - EICT, PLC, RPU functionality and operational tests | Primary Treatment RPUs | THR-PRM-RPU | 8000000 | THR-PRM-CM-0902 | Visual inspection of RPUs cleanliness wiring condition PLC status fuse and breaker inspection RPU UPS status
THR-PRM | 58 | 1 Year - EICT, PLC, RPU functionality and operational tests | Primary Treatment RPUs | THR-PRM-RPU | 10000000 | THR-PRM-CM-1102 | Visual inspection of RPUs cleanliness wiring condition PLC status fuse and breaker inspection RPU UPS status
THR-PRM | 58 | 1 Year - EICT, PLC, RPU functionality and operational tests | Primary Treatment RPUs | THR-PRM-RPU | 13000000 | THR-PRM-OIT-1102 | Visual inspection of RPUs cleanliness wiring condition PLC status fuse and breaker inspection RPU UPS status
THR-PRM | 59 | Yearly -EICT Check Heat Tracing Operation (North Primary) of Hot Flush Water (AS PER LIST OF ACTIVITIES) | Heater , Hot flush water,Primary Tanks | THR-PRM-HTR | 1000000 | THR-PRM-HTR-0132 | Inspection of Heat Trace System of Hot Flush Water North Primary for
THR-PRM | 59 | Yearly -EICT Check Heat Tracing Operation (North Primary) of Hot Flush Water (AS PER LIST OF ACTIVITIES) | Heater , Hot flush water,Primary Tanks | THR-PRM-HTR | 2000000 | THR-PRM-HTR-0332 | Inspection of Heat Trace System of Hot Flush Water North Primary for
THR-PRM | 59 | Yearly -EICT Check Heat Tracing Operation (North Primary) of Hot Flush Water (AS PER LIST OF ACTIVITIES) | Heater , Hot flush water,Primary Tanks | THR-PRM-HTR | 3000000 | THR-PRM-HTR-0532 | Inspection of Heat Trace System of Hot Flush Water North Primary for
THR-PRM | 59 | Yearly -EICT Check Heat Tracing Operation (North Primary) of Hot Flush Water (AS PER LIST OF ACTIVITIES) | Heater , Hot flush water,Primary Tanks | THR-PRM-HTR | 4000000 | THR-PRM-HTR-0732 | Inspection of Heat Trace System of Hot Flush Water North Primary for
THR-PRM | 60 | 6M-IMM Inspection of Scum Grinders | Grinder,Scum, PTs #09 & #10, scum grinder 1 | THR-PRM-GDR-3420 | 2000000 | THR-PRM-GDR-3332 | Inspection of Scum Grinder for
THR-PRM | 60 | 6M-IMM Inspection of Scum Grinders | Grinder,Scum, PTs #09 & #10, scum grinder 1 | THR-PRM-GDR-3420 | 1000000 | THR-PRM-GDR-3420 | Inspection of Scum Grinder for
THR-PRM | 62 | Yearly- IMM Preliminary and Primary Sump Pump Inspections (AS PER LIST OF ACTIVITIES) | Pump,, Preliminary Treatment | THR-PLT-P | 2000000 | THR-PLT-P-2231 | Annual Inspection of Sump Pump
THR-PRM | 62 | Yearly- IMM Preliminary and Primary Sump Pump Inspections (AS PER LIST OF ACTIVITIES) | Pump,, Preliminary Treatment | THR-PLT-P | 1000000 | THR-PLT-P-2230 | Annual Inspection of Sump Pump
THR-PRM | 62 | Yearly- IMM Preliminary and Primary Sump Pump Inspections (AS PER LIST OF ACTIVITIES) | Pump,, Preliminary Treatment | THR-PLT-P | 3000000 | THR-PLT-P-3474 | Annual Inspection of Sump Pump
THR-PRM | 62 | Yearly- IMM Preliminary and Primary Sump Pump Inspections (AS PER LIST OF ACTIVITIES) | Pump,, Preliminary Treatment | THR-PLT-P | 5000000 | THR-PLT-P-3559 | Annual Inspection of Sump Pump
THR-PRM | 62 | Yearly- IMM Preliminary and Primary Sump Pump Inspections (AS PER LIST OF ACTIVITIES) | Pump,, Preliminary Treatment | THR-PLT-P | 4000000 | THR-PLT-P-3475 | Annual Inspection of Sump Pump
THR-PRM | 62 | Yearly- IMM Preliminary and Primary Sump Pump Inspections (AS PER LIST OF ACTIVITIES) | Pump,, Primary Treatment | THR-PRM-P | 2000000 | THR-PRM-P-4818 | Annual Inspection of Sump Pump
THR-PRM | 62 | Yearly- IMM Preliminary and Primary Sump Pump Inspections (AS PER LIST OF ACTIVITIES) | Pump,, Primary Treatment | THR-PRM-P | 1000000 | THR-PRM-P-4515 | Annual Inspection of Sump Pump
THR-PRM | 63 | 2 Monthly - IMM Sludge pump Oil check and Motor Lubrication (AS PER LIST OF ACTIVITIES) | Sludge Pumping, Primary Treatment, North Primary | THR-PRM-SLP-N | 1000000 | THR-PRM-P-2420 | Sludge transfer pump Oil check and Motor Lubrication as per 0009 for
THR-PRM | 63 | 2 Monthly - IMM Sludge pump Oil check and Motor Lubrication (AS PER LIST OF ACTIVITIES) | Sludge Pumping, Primary Treatment, North Primary | THR-PRM-SLP-N | 2000000 | THR-PRM-P-2430 | Sludge transfer pump Oil check and Motor Lubrication as per 0009 for
THR-PRM | 63 | 2 Monthly - IMM Sludge pump Oil check and Motor Lubrication (AS PER LIST OF ACTIVITIES) | Sludge Pumping, Primary Treatment, North Primary | THR-PRM-SLP-N | 3000000 | THR-PRM-P-2520 | Sludge transfer pump Oil check and Motor Lubrication as per 0009 for
THR-PRM | 63 | 2 Monthly - IMM Sludge pump Oil check and Motor Lubrication (AS PER LIST OF ACTIVITIES) | Sludge Pumping, Primary Treatment, North Primary | THR-PRM-SLP-N | 4000000 | THR-PRM-P-2530 | Sludge transfer pump Oil check and Motor Lubrication as per 0009 for
THR-PRM | 63 | 2 Monthly - IMM Sludge pump Oil check and Motor Lubrication (AS PER LIST OF ACTIVITIES) | Sludge Pumping, Primary Treatment, North Primary | THR-PRM-SLP-N | 5000000 | THR-PRM-P-2620 | Sludge transfer pump Oil check and Motor Lubrication as per 0009 for
THR-PRM | 63 | 2 Monthly - IMM Sludge pump Oil check and Motor Lubrication (AS PER LIST OF ACTIVITIES) | Sludge Pumping, Primary Treatment, North Primary | THR-PRM-SLP-N | 6000000 | THR-PRM-P-2630 | Sludge transfer pump Oil check and Motor Lubrication as per 0009 for
THR-PRM | 65 | Yearly -EICT Check Heat Tracing Operation (South Primary) of Hot Flush Water (AS PER LIST OF ACTIVITIES) | Heater , Hot flush water,Primary Tanks | THR-PRM-HTR | 2000000 | THR-PRM-HTR-0331 | Inspection of Heat Trace System of Hot Flush Water South Primary for
THR-PRM | 65 | Yearly -EICT Check Heat Tracing Operation (South Primary) of Hot Flush Water (AS PER LIST OF ACTIVITIES) | Heater , Hot flush water,Primary Tanks | THR-PRM-HTR | 1000000 | THR-PRM-HTR-0131 | Inspection of Heat Trace System of Hot Flush Water South Primary for
THR-PRM | 65 | Yearly -EICT Check Heat Tracing Operation (South Primary) of Hot Flush Water (AS PER LIST OF ACTIVITIES) | Heater , Hot flush water,Primary Tanks | THR-PRM-HTR | 3000000 | THR-PRM-HTR-0531 | Inspection of Heat Trace System of Hot Flush Water South Primary for
THR-PRM | 65 | Yearly -EICT Check Heat Tracing Operation (South Primary) of Hot Flush Water (AS PER LIST OF ACTIVITIES) | Heater , Hot flush water,Primary Tanks | THR-PRM-HTR | 8000000 | THR-PRM-HTR-0730 | Inspection of Heat Trace System of Hot Flush Water South Primary for
THR-PRM | 65 | Yearly -EICT Check Heat Tracing Operation (South Primary) of Hot Flush Water (AS PER LIST OF ACTIVITIES) | Heater , Hot flush water,Primary Tanks | THR-PRM-HTR | 4000000 | THR-PRM-HTR-0731 | Inspection of Heat Trace System of Hot Flush Water South Primary for
THR-PRM | 65 | Yearly -EICT Check Heat Tracing Operation (South Primary) of Hot Flush Water (AS PER LIST OF ACTIVITIES) | Heater , Hot flush water,Primary Tanks | THR-PRM-HTR | 5000000 | THR-PRM-HTR-0130 | Inspection of Heat Trace System of Hot Flush Water South Primary for
THR-PRM | 65 | Yearly -EICT Check Heat Tracing Operation (South Primary) of Hot Flush Water (AS PER LIST OF ACTIVITIES) | Heater , Hot flush water,Primary Tanks | THR-PRM-HTR | 6000000 | THR-PRM-HTR-0330 | Inspection of Heat Trace System of Hot Flush Water South Primary for
THR-PRM | 65 | Yearly -EICT Check Heat Tracing Operation (South Primary) of Hot Flush Water (AS PER LIST OF ACTIVITIES) | Heater , Hot flush water,Primary Tanks | THR-PRM-HTR | 7000000 | THR-PRM-HTR-0530 | Inspection of Heat Trace System of Hot Flush Water South Primary for
THR-PRS | 3 | Weekly-Plant Tech. Filter Bag Replacement of Ferrous Intake Strainers | Phosphorous Removal System, Filtration | THR-PRS-F | 3000000 | THR-PRS-STR-0052 | and Filter Bag Replacement for
THR-PRS | 3 | Weekly-Plant Tech. Filter Bag Replacement of Ferrous Intake Strainers | Phosphorous Removal System, Filtration | THR-PRS-F | 1000000 | THR-PRS-STR-0050 | and Filter Bag Replacement for
THR-PRS | 3 | Weekly-Plant Tech. Filter Bag Replacement of Ferrous Intake Strainers | Phosphorous Removal System, Filtration | THR-PRS-F | 5000000 | THR-PRS-STR-0054 | and Filter Bag Replacement for
THR-PRS | 3 | Weekly-Plant Tech. Filter Bag Replacement of Ferrous Intake Strainers | Phosphorous Removal System, Filtration | THR-PRS-F | 2000000 | THR-PRS-STR-0051 | and Filter Bag Replacement for
THR-PRS | 3 | Weekly-Plant Tech. Filter Bag Replacement of Ferrous Intake Strainers | Phosphorous Removal System, Filtration | THR-PRS-F | 6000000 | THR-PRS-STR-0055 | and Filter Bag Replacement for
THR-PRS | 3 | Weekly-Plant Tech. Filter Bag Replacement of Ferrous Intake Strainers | Phosphorous Removal System, Filtration | THR-PRS-F | 4000000 | THR-PRS-STR-0053 | and Filter Bag Replacement for
THR-SES | 4 | Monthly - WTW WA1 Portable (Bottled) Eyewash Inspection | Portable. (Gravity Operated) Eyewash Station, Dig9&10 Bsmnt | THR-SQ-PEWS-WA1 | 1000000 | THR-SES-SQ-6P | 03 Portable Bottled eyewash station inspection
THR-SES | 4 | Monthly - WTW WA1 Portable (Bottled) Eyewash Inspection | Portable. (Gravity Operated) Eyewash Station, Dig9&10 Bsmnt | THR-SQ-PEWS-WA1 | 2000000 | THR-SES-SQ-7P | 03 Portable Bottled eyewash station inspection
THR-SES | 4 | Monthly - WTW WA1 Portable (Bottled) Eyewash Inspection | Portable. (Gravity Operated) Eyewash Station, Dig9&10 Bsmnt | THR-SQ-PEWS-WA1 | 3000000 | THR-SES-SQ-8P | 03 Portable Bottled eyewash station inspection
THR-SES | 4 | Monthly - WTW WA1 Portable (Bottled) Eyewash Inspection | Portable. (Gravity Operated) Eyewash Station, Dig9&10 Bsmnt | THR-SQ-PEWS-WA1 | 4000000 | THR-SES-SQ-12P | 03 Portable Bottled eyewash station inspection
THR-SES | 4 | Monthly - WTW WA1 Portable (Bottled) Eyewash Inspection | Portable. (Gravity Operated) Eyewash Station, Dig9&10 Bsmnt | THR-SQ-PEWS-WA1 | 5000000 | THR-SES-SQ-15P | 03 Portable Bottled eyewash station inspection
THR-SES | 5 | Monthly - WTW WA2 Portable (Bottled) Eyewash Inspection | Portable, (Bottled) Eye Wash Station, Work Area 2 | THR-SQ-PEWS-WA2 | 2000000 | THR-SES-SQ-5P | 03 Portable Bottled eyewash station inspection
THR-SES | 5 | Monthly - WTW WA2 Portable (Bottled) Eyewash Inspection | Portable, (Bottled) Eye Wash Station, Work Area 2 | THR-SQ-PEWS-WA2 | 3000000 | THR-SES-SQ-13P | 03 Portable Bottled eyewash station inspection
THR-SES | 5 | Monthly - WTW WA2 Portable (Bottled) Eyewash Inspection | Portable, (Bottled) Eye Wash Station, Work Area 2 | THR-SQ-PEWS-WA2 | 1000000 | THR-SES-SQ-4P | 03 Portable Bottled eyewash station inspection
THR-SES | 6 | Monthly - WTW WA4 Portable (Bottled) Eyewash Inspection | Portable, (Bottled) Eyewash Station, Work Area 4 | THR-SQ-PEWS-WA4 | 3000000 | THR-SES-SQ-14P | 03 Portable Bottled eyewash station inspection
THR-SES | 6 | Monthly - WTW WA4 Portable (Bottled) Eyewash Inspection | Portable, (Bottled) Eyewash Station, Work Area 4 | THR-SQ-PEWS-WA4 | 2000000 | THR-SES-SQ-11P | 03 Portable Bottled eyewash station inspection
THR-SES | 6 | Monthly - WTW WA4 Portable (Bottled) Eyewash Inspection | Portable, (Bottled) Eyewash Station, Work Area 4 | THR-SQ-PEWS-WA4 | 4000000 | THR-SES-SQ-19P | 03 Portable Bottled eyewash station inspection
THR-SES | 6 | Monthly - WTW WA4 Portable (Bottled) Eyewash Inspection | Portable, (Bottled) Eyewash Station, Work Area 4 | THR-SQ-PEWS-WA4 | 5000000 | THR-SES-SQ-20P | 03 Portable Bottled eyewash station inspection
THR-SES | 6 | Monthly - WTW WA4 Portable (Bottled) Eyewash Inspection | Portable, (Bottled) Eyewash Station, Work Area 4 | THR-SQ-PEWS-WA4 | 6000000 | THR-SES-SQ-3P | 03 Portable Bottled eyewash station inspection
THR-SES | 7 | Monthly - WTW WA1 Portable Fire Extinguisher Inspection | Fire Extinguisher Location, In Vehicles | THR-SES-FEQ-VEH | 1000000 | THR-SES-FEQ-0278S | Inspection of the mechanical parts extinguishing agent and the expelling means of all fire extinguishers in the plant
THR-SES | 7 | Monthly - WTW WA1 Portable Fire Extinguisher Inspection | Fire Extinguisher Location, In Vehicles | THR-SES-FEQ-VEH | 2000000 | THR-SES-FEQ-0279S | Inspection of the mechanical parts extinguishing agent and the expelling means of all fire extinguishers in the plant
THR-SES | 14 | Monthly - Contractor Self contained breathing apparatus inspections (SCBA) | Self Contained Breathing Apparatus | THR-SES-SCBA | 1000000 | THR-SES-SCBA-0501 | Inspection of self contain breathing apparatus and cylinder according to manufacturer specifications
THR-SES | 14 | Monthly - Contractor Self contained breathing apparatus inspections (SCBA) | Self Contained Breathing Apparatus | THR-SES-SCBA | 2000000 | THR-SES-SCBA-0502 | Inspection of self contain breathing apparatus and cylinder according to manufacturer specifications
THR-SES | 14 | Monthly - Contractor Self contained breathing apparatus inspections (SCBA) | Self Contained Breathing Apparatus | THR-SES-SCBA | 3000000 | THR-SES-SCBA-0503 | Inspection of self contain breathing apparatus and cylinder according to manufacturer specifications
THR-SES | 14 | Monthly - Contractor Self contained breathing apparatus inspections (SCBA) | Self Contained Breathing Apparatus | THR-SES-SCBA | 4000000 | THR-SES-SCBA-0504 | Inspection of self contain breathing apparatus and cylinder according to manufacturer specifications
THR-SES | 14 | Monthly - Contractor Self contained breathing apparatus inspections (SCBA) | Self Contained Breathing Apparatus | THR-SES-SCBA | 5000000 | THR-SES-SCBA-0506 | Inspection of self contain breathing apparatus and cylinder according to manufacturer specifications
THR-SES | 14 | Monthly - Contractor Self contained breathing apparatus inspections (SCBA) | Self Contained Breathing Apparatus | THR-SES-SCBA | 6000000 | THR-SES-SCBA-0507 | Inspection of self contain breathing apparatus and cylinder according to manufacturer specifications
THR-SES | 14 | Monthly - Contractor Self contained breathing apparatus inspections (SCBA) | Self Contained Breathing Apparatus | THR-SES-SCBA | 10000000 | THR-SES-SCBA-0511 | Inspection of self contain breathing apparatus and cylinder according to manufacturer specifications
THR-SES | 14 | Monthly - Contractor Self contained breathing apparatus inspections (SCBA) | Self Contained Breathing Apparatus | THR-SES-SCBA | 7000000 | THR-SES-SCBA-0508 | Inspection of self contain breathing apparatus and cylinder according to manufacturer specifications
THR-SES | 14 | Monthly - Contractor Self contained breathing apparatus inspections (SCBA) | Self Contained Breathing Apparatus | THR-SES-SCBA | 8000000 | THR-SES-SCBA-0509 | Inspection of self contain breathing apparatus and cylinder according to manufacturer specifications
THR-SES | 14 | Monthly - Contractor Self contained breathing apparatus inspections (SCBA) | Self Contained Breathing Apparatus | THR-SES-SCBA | 9000000 | THR-SES-SCBA-0510 | Inspection of self contain breathing apparatus and cylinder according to manufacturer specifications
THR-SES | 14 | Monthly - Contractor Self contained breathing apparatus inspections (SCBA) | Self Contained Breathing Apparatus | THR-SES-SCBA | 11000000 | THR-SES-SCBA-0512 | Inspection of self contain breathing apparatus and cylinder according to manufacturer specifications
THR-SES | 14 | Monthly - Contractor Self contained breathing apparatus inspections (SCBA) | Self Contained Breathing Apparatus | THR-SES-SCBA | 12000000 | THR-SES-SCBA-0513 | Inspection of self contain breathing apparatus and cylinder according to manufacturer specifications
THR-SES | 14 | Monthly - Contractor Self contained breathing apparatus inspections (SCBA) | Self Contained Breathing Apparatus | THR-SES-SCBA | 13000000 | THR-SES-SCBA-0514 | Inspection of self contain breathing apparatus and cylinder according to manufacturer specifications
THR-SES | 16 | Monthly - Contractor Testing and calibration of portable gas meter | Personal Gas Meter | THR-SES-SQ-PGM | 2000000 | THR-SES-PGM-35920 | Testing and Calibration as per for
THR-SES | 16 | Monthly - Contractor Testing and calibration of portable gas meter | Personal Gas Meter | THR-SES-SQ-PGM | 1000000 | THR-SES-PGM-21038 | Testing and Calibration as per for
THR-SES | 16 | Monthly - Contractor Testing and calibration of portable gas meter | Personal Gas Meter | THR-SES-SQ-PGM | 6000000 | THR-SES-PGM-89418 | Testing and Calibration as per for
THR-SES | 16 | Monthly - Contractor Testing and calibration of portable gas meter | Personal Gas Meter | THR-SES-SQ-PGM | 3000000 | THR-SES-PGM-17428 | Testing and Calibration as per for
THR-SES | 16 | Monthly - Contractor Testing and calibration of portable gas meter | Personal Gas Meter | THR-SES-SQ-PGM | 4000000 | THR-SES-PGM-85703 | Testing and Calibration as per for
THR-SES | 16 | Monthly - Contractor Testing and calibration of portable gas meter | Personal Gas Meter | THR-SES-SQ-PGM | 5000000 | THR-SES-PGM-00212 | Testing and Calibration as per for
THR-SES | 16 | Monthly - Contractor Testing and calibration of portable gas meter | Personal Gas Meter | THR-SES-SQ-PGM | 7000000 | THR-SES-PGM-31352 | Testing and Calibration as per for
THR-SES | 16 | Monthly - Contractor Testing and calibration of portable gas meter | Personal Gas Meter | THR-SES-SQ-PGM | 8000000 | THR-SES-PGM-86273 | Testing and Calibration as per for
THR-SES | 21 | Yearly - WTW Life Preserver Inspection | Life Preserver, Ring Type Floating Device, Final Tanks | THR-SQ-LP-FT | 2000000 | THR-SQ-LP-0010 | Inspection of the final tanks emergency life preserver
THR-SES | 21 | Yearly - WTW Life Preserver Inspection | Life Preserver, Ring Type Floating Device, Final Tanks | THR-SQ-LP-FT | 1000000 | THR-SQ-LP-0009 | Inspection of the final tanks emergency life preserver
THR-SES | 21 | Yearly - WTW Life Preserver Inspection | Life Preserver, Ring Type Floating Device, Final Tanks | THR-SQ-LP-FT | 3000000 | THR-SQ-LP-0011 | Inspection of the final tanks emergency life preserver
THR-SES | 21 | Yearly - WTW Life Preserver Inspection | Life Preserver, Ring Type Floating Device, Final Tanks | THR-SQ-LP-FT | 4000000 | THR-SQ-LP-0012 | Inspection of the final tanks emergency life preserver
THR-SES | 21 | Yearly - WTW Life Preserver Inspection | Life Preserver, Ring Type Floating Device, Final Tanks | THR-SQ-LP-FT | 6000000 | THR-SQ-LP-0014 | Inspection of the final tanks emergency life preserver
THR-SES | 21 | Yearly - WTW Life Preserver Inspection | Life Preserver, Ring Type Floating Device, Final Tanks | THR-SQ-LP-FT | 5000000 | THR-SQ-LP-0013 | Inspection of the final tanks emergency life preserver
THR-SES | 21 | Yearly - WTW Life Preserver Inspection | Life Preserver, Ring Type Floating Device, Final Tanks | THR-SQ-LP-FT | 7000000 | THR-SQ-LP-0015 | Inspection of the final tanks emergency life preserver
THR-SES | 21 | Yearly - WTW Life Preserver Inspection | Life Preserver, Ring Type Floating Device, Final Tanks | THR-SQ-LP-FT | 8000000 | THR-SQ-LP-0016 | Inspection of the final tanks emergency life preserver
THR-SES | 21 | Yearly - WTW Life Preserver Inspection | Life Preserver, Ring Type Floating Device, Final Tanks | THR-SQ-LP-FT | 10000000 | THR-SQ-LP-0018 | Inspection of the final tanks emergency life preserver
THR-SES | 21 | Yearly - WTW Life Preserver Inspection | Life Preserver, Ring Type Floating Device, Final Tanks | THR-SQ-LP-FT | 9000000 | THR-SQ-LP-0017 | Inspection of the final tanks emergency life preserver
THR-SES | 21 | Yearly - WTW Life Preserver Inspection | Life Preserver, Ring Type Floating Device, Final Tanks | THR-SQ-LP-FT | 13000000 | THR-SQ-LP-0021 | Inspection of the final tanks emergency life preserver
THR-SES | 21 | Yearly - WTW Life Preserver Inspection | Life Preserver, Ring Type Floating Device, Final Tanks | THR-SQ-LP-FT | 11000000 | THR-SQ-LP-0019 | Inspection of the final tanks emergency life preserver
THR-SES | 21 | Yearly - WTW Life Preserver Inspection | Life Preserver, Ring Type Floating Device, Final Tanks | THR-SQ-LP-FT | 14000000 | THR-SQ-LP-0022 | Inspection of the final tanks emergency life preserver
THR-SES | 21 | Yearly - WTW Life Preserver Inspection | Life Preserver, Ring Type Floating Device, Final Tanks | THR-SQ-LP-FT | 12000000 | THR-SQ-LP-0020 | Inspection of the final tanks emergency life preserver
THR-SES | 21 | Yearly - WTW Life Preserver Inspection | Life Preserver, Ring Type Floating Device, Final Tanks | THR-SQ-LP-FT | 17000000 | THR-SQ-LP-0025 | Inspection of the final tanks emergency life preserver
THR-SES | 21 | Yearly - WTW Life Preserver Inspection | Life Preserver, Ring Type Floating Device, Final Tanks | THR-SQ-LP-FT | 15000000 | THR-SQ-LP-0023 | Inspection of the final tanks emergency life preserver
THR-SES | 21 | Yearly - WTW Life Preserver Inspection | Life Preserver, Ring Type Floating Device, Final Tanks | THR-SQ-LP-FT | 18000000 | THR-SQ-LP-0026 | Inspection of the final tanks emergency life preserver
THR-SES | 21 | Yearly - WTW Life Preserver Inspection | Life Preserver, Ring Type Floating Device, Final Tanks | THR-SQ-LP-FT | 16000000 | THR-SQ-LP-0024 | Inspection of the final tanks emergency life preserver
THR-SES | 21 | Yearly - WTW Life Preserver Inspection | Life Preserver, Ring Type Floating Device, Final Tanks | THR-SQ-LP-FT | 21000000 | THR-SQ-LP-0029 | Inspection of the final tanks emergency life preserver
THR-SES | 21 | Yearly - WTW Life Preserver Inspection | Life Preserver, Ring Type Floating Device, Final Tanks | THR-SQ-LP-FT | 19000000 | THR-SQ-LP-0027 | Inspection of the final tanks emergency life preserver
THR-SES | 21 | Yearly - WTW Life Preserver Inspection | Life Preserver, Ring Type Floating Device, Final Tanks | THR-SQ-LP-FT | 22000000 | THR-SQ-LP-0030 | Inspection of the final tanks emergency life preserver
THR-SES | 21 | Yearly - WTW Life Preserver Inspection | Life Preserver, Ring Type Floating Device, Final Tanks | THR-SQ-LP-FT | 20000000 | THR-SQ-LP-0028 | Inspection of the final tanks emergency life preserver
THR-SES | 21 | Yearly - WTW Life Preserver Inspection | Life Preserver, Ring Type Floating Device, Primary Tanks | THR-SQ-LP-PRM | 1000000 | THR-SQ-LP-0001 | Inspection of the primary tanks emergency life preserver
THR-SES | 21 | Yearly - WTW Life Preserver Inspection | Life Preserver, Ring Type Floating Device, Primary Tanks | THR-SQ-LP-PRM | 4000000 | THR-SQ-LP-0004 | Inspection of the primary tanks emergency life preserver
THR-SES | 21 | Yearly - WTW Life Preserver Inspection | Life Preserver, Ring Type Floating Device, Primary Tanks | THR-SQ-LP-PRM | 2000000 | THR-SQ-LP-0002 | Inspection of the primary tanks emergency life preserver
THR-SES | 21 | Yearly - WTW Life Preserver Inspection | Life Preserver, Ring Type Floating Device, Primary Tanks | THR-SQ-LP-PRM | 6000000 | THR-SQ-LP-0006 | Inspection of the primary tanks emergency life preserver
THR-SES | 21 | Yearly - WTW Life Preserver Inspection | Life Preserver, Ring Type Floating Device, Primary Tanks | THR-SQ-LP-PRM | 3000000 | THR-SQ-LP-0003 | Inspection of the primary tanks emergency life preserver
THR-SES | 21 | Yearly - WTW Life Preserver Inspection | Life Preserver, Ring Type Floating Device, Primary Tanks | THR-SQ-LP-PRM | 8000000 | THR-SQ-LP-0008 | Inspection of the primary tanks emergency life preserver
THR-SES | 21 | Yearly - WTW Life Preserver Inspection | Life Preserver, Ring Type Floating Device, Primary Tanks | THR-SQ-LP-PRM | 5000000 | THR-SQ-LP-0005 | Inspection of the primary tanks emergency life preserver
THR-SES | 21 | Yearly - WTW Life Preserver Inspection | Life Preserver, Ring Type Floating Device, Primary Tanks | THR-SQ-LP-PRM | 7000000 | THR-SQ-LP-0007 | Inspection of the primary tanks emergency life preserver
THR-SES | 21 | Yearly - WTW Life Preserver Inspection | Life Preserver, Ring Type Floating Device, Primary Tanks | THR-SQ-LP-PRM | 10000000 | THR-SQ-LP-0032 | Inspection of the primary tanks emergency life preserver
THR-SES | 21 | Yearly - WTW Life Preserver Inspection | Life Preserver, Ring Type Floating Device, Primary Tanks | THR-SQ-LP-PRM | 11000000 | THR-SQ-LP-0033 | Inspection of the primary tanks emergency life preserver
THR-SES | 21 | Yearly - WTW Life Preserver Inspection | Life Preserver, Ring Type Floating Device, Primary Tanks | THR-SQ-LP-PRM | 13000000 | THR-SQ-LP-0035 | Inspection of the primary tanks emergency life preserver
THR-SES | 21 | Yearly - WTW Life Preserver Inspection | Life Preserver, Ring Type Floating Device, Primary Tanks | THR-SQ-LP-PRM | 15000000 | THR-SQ-LP-0037 | Inspection of the primary tanks emergency life preserver
THR-SES | 23 | Yearly -Contractor Lifting devices inspection | Lifting Devices, Chain Hoist, Come Along & Slings | THR-LD-WA2 | 6000000 | THR-MCS-LD-1540 | Inspectionand Testing of Lifting Device as per for
THR-SES | 23 | Yearly -Contractor Lifting devices inspection | Lifting Devices, Chain Hoist, Come Along & Slings | THR-LD-WA2 | 1000000 | THR-MCS-LD-0543 | Inspectionand Testing of Lifting Device as per for
THR-SES | 23 | Yearly -Contractor Lifting devices inspection | Lifting Devices, Chain Hoist, Come Along & Slings | THR-LD-WA2 | 7000000 | THR-MCS-LD-1541 | Inspectionand Testing of Lifting Device as per for
THR-SES | 23 | Yearly -Contractor Lifting devices inspection | Lifting Devices, Chain Hoist, Come Along & Slings | THR-LD-WA2 | 2000000 | THR-MCS-LD-1083 | Inspectionand Testing of Lifting Device as per for
THR-SES | 23 | Yearly -Contractor Lifting devices inspection | Lifting Devices, Chain Hoist, Come Along & Slings | THR-LD-WA2 | 12000000 | THR-MCS-LD-1546 | Inspectionand Testing of Lifting Device as per for
THR-SES | 23 | Yearly -Contractor Lifting devices inspection | Lifting Devices, Chain Hoist, Come Along & Slings | THR-LD-WA2 | 3000000 | THR-MCS-LD-1537 | Inspectionand Testing of Lifting Device as per for
THR-SES | 23 | Yearly -Contractor Lifting devices inspection | Lifting Devices, Chain Hoist, Come Along & Slings | THR-LD-WA2 | 13000000 | THR-MCS-LD-1547 | Inspectionand Testing of Lifting Device as per for
THR-SES | 23 | Yearly -Contractor Lifting devices inspection | Lifting Devices, Chain Hoist, Come Along & Slings | THR-LD-WA2 | 4000000 | THR-MCS-LD-1538 | Inspectionand Testing of Lifting Device as per for
THR-SES | 23 | Yearly -Contractor Lifting devices inspection | Lifting Devices, Chain Hoist, Come Along & Slings | THR-LD-WA2 | 14000000 | THR-MCS-LD-4621 | Inspectionand Testing of Lifting Device as per for
THR-SES | 23 | Yearly -Contractor Lifting devices inspection | Lifting Devices, Chain Hoist, Come Along & Slings | THR-LD-WA2 | 5000000 | THR-MCS-LD-1539 | Inspectionand Testing of Lifting Device as per for
THR-SES | 23 | Yearly -Contractor Lifting devices inspection | Lifting Devices, Chain Hoist, Come Along & Slings | THR-LD-WA2 | 16000000 | THR-MCS-LD-5907 | Inspectionand Testing of Lifting Device as per for
THR-SES | 23 | Yearly -Contractor Lifting devices inspection | Lifting Devices, Chain Hoist, Come Along & Slings | THR-LD-WA2 | 8000000 | THR-MCS-LD-1542 | Inspectionand Testing of Lifting Device as per for
THR-SES | 23 | Yearly -Contractor Lifting devices inspection | Lifting Devices, Chain Hoist, Come Along & Slings | THR-LD-WA2 | 17000000 | THR-MCS-LD-6099S | Inspectionand Testing of Lifting Device as per for
THR-SES | 23 | Yearly -Contractor Lifting devices inspection | Lifting Devices, Chain Hoist, Come Along & Slings | THR-LD-WA2 | 9000000 | THR-MCS-LD-1543 | Inspectionand Testing of Lifting Device as per for
THR-SES | 23 | Yearly -Contractor Lifting devices inspection | Lifting Devices, Chain Hoist, Come Along & Slings | THR-LD-WA2 | 18000000 | THR-MCS-LD-6100S | Inspectionand Testing of Lifting Device as per for
THR-SES | 23 | Yearly -Contractor Lifting devices inspection | Lifting Devices, Chain Hoist, Come Along & Slings | THR-LD-WA2 | 10000000 | THR-MCS-LD-1544 | Inspectionand Testing of Lifting Device as per for
THR-SES | 23 | Yearly -Contractor Lifting devices inspection | Lifting Devices, Chain Hoist, Come Along & Slings | THR-LD-WA2 | 19000000 | THR-MCS-LD-6246S | Inspectionand Testing of Lifting Device as per for
THR-SES | 23 | Yearly -Contractor Lifting devices inspection | Lifting Devices, Chain Hoist, Come Along & Slings | THR-LD-WA2 | 11000000 | THR-MCS-LD-1545 | Inspectionand Testing of Lifting Device as per for
THR-SES | 23 | Yearly -Contractor Lifting devices inspection | Lifting Devices, Chain Hoist, Come Along & Slings | THR-LD-WA2 | 20000000 | THR-MCS-LD-8435S | Inspectionand Testing of Lifting Device as per for
THR-SES | 23 | Yearly -Contractor Lifting devices inspection | Lifting Devices, Chain Hoist, Come Along & Slings | THR-LD-WA2 | 15000000 | THR-MCS-LD-4750 | Inspectionand Testing of Lifting Device as per for
THR-SES | 23 | Yearly -Contractor Lifting devices inspection | Lifting Devices, Chain Hoist, Come Along & Slings | THR-LD-WA2 | 21000000 | THR-MCS-LD-8659 | Inspectionand Testing of Lifting Device as per for
THR-SES | 23 | Yearly -Contractor Lifting devices inspection | Lifting Devices, Chain Hoist, Come Along & Slings | THR-LD-WA2 | 22000000 | THR-MCS-LD-8660 | Inspectionand Testing of Lifting Device as per for
THR-SES | 23 | Yearly -Contractor Lifting devices inspection | Lifting Devices, Chain Hoist, Come Along & Slings | THR-LD-WA2 | 23000000 | THR-MCS-LD-8661 | Inspectionand Testing of Lifting Device as per for
THR-SES | 23 | Yearly -Contractor Lifting devices inspection | Lifting Devices, Chain Hoist, Come Along & Slings | THR-LD-WA2 | 24000000 | THR-MCS-LD-8662 | Inspectionand Testing of Lifting Device as per for
THR-SES | 23 | Yearly -Contractor Lifting devices inspection | Lifting Devices, Chain Hoist, Come Along & Slings | THR-LD-WA2 | 25000000 | THR-MCS-LD-9058 | Inspectionand Testing of Lifting Device as per for
THR-SES | 23 | Yearly -Contractor Lifting devices inspection | Lifting Devices, Chain Hoist, Come Along & Slings | THR-LD-WA2 | 27000000 | THR-MCS-LD-9849 | Inspectionand Testing of Lifting Device as per for
THR-SES | 23 | Yearly -Contractor Lifting devices inspection | Lifting Devices, Chain Hoist, Come Along & Slings | THR-LD-WA2 | 26000000 | THR-MCS-LD-9848 | Inspectionand Testing of Lifting Device as per for
THR-SES | 23 | Yearly -Contractor Lifting devices inspection | Lifting Devices, Chain Hoist, Come Along & Slings | THR-LD-WA2 | 29000000 | THR-MCS-LD-9851 | Inspectionand Testing of Lifting Device as per for
THR-SES | 23 | Yearly -Contractor Lifting devices inspection | Lifting Devices, Chain Hoist, Come Along & Slings | THR-LD-WA2 | 28000000 | THR-MCS-LD-9850 | Inspectionand Testing of Lifting Device as per for
THR-SES | 23 | Yearly -Contractor Lifting devices inspection | Lifting Devices, Chain Hoist, Come Along & Slings | THR-LD-WA2 | 30000000 | THR-MCS-LD-9852 | Inspectionand Testing of Lifting Device as per for
THR-SES | 23 | Yearly -Contractor Lifting devices inspection | Lifting Devices, Chain Hoist, Come Along & Slings | THR-LD-WA2 | 32000000 | THR-MCS-LD-9868 | Inspectionand Testing of Lifting Device as per for
THR-SES | 23 | Yearly -Contractor Lifting devices inspection | Lifting Devices, Chain Hoist, Come Along & Slings | THR-LD-WA2 | 31000000 | THR-SES-LD-6601 | Inspectionand Testing of Lifting Device as per for
THR-SES | 23 | Yearly -Contractor Lifting devices inspection | Lifting Devices, Chain Hoist, Come Along & Slings | THR-LD-WA2 | 33000000 | THR-MCS-LD-9869 | Inspectionand Testing of Lifting Device as per for
THR-SES | 23 | Yearly -Contractor Lifting devices inspection | Lifting Devices, Chain Hoist, Come Along & Slings | THR-LD-WA2 | 34000000 | THR-MCS-LD-0002 | Inspectionand Testing of Lifting Device as per for
THR-SES | 23 | Yearly -Contractor Lifting devices inspection | Lifting Devices, Chain Hoist, Come Along & Slings | THR-LD-WA2 | 37000000 | THR-MCS-LD-2134 | Inspectionand Testing of Lifting Device as per for
THR-SES | 23 | Yearly -Contractor Lifting devices inspection | Lifting Devices, Chain Hoist, Come Along & Slings | THR-LD-WA2 | 35000000 | THR-MCS-LD-2154 | Inspectionand Testing of Lifting Device as per for
THR-SES | 23 | Yearly -Contractor Lifting devices inspection | Lifting Devices, Chain Hoist, Come Along & Slings | THR-LD-WA2 | 38000000 | THR-MCS-LD-2756 | Inspectionand Testing of Lifting Device as per for
THR-SES | 23 | Yearly -Contractor Lifting devices inspection | Lifting Devices, Chain Hoist, Come Along & Slings | THR-LD-WA2 | 36000000 | THR-MCS-LD-2129 | Inspectionand Testing of Lifting Device as per for
THR-SES | 23 | Yearly -Contractor Lifting devices inspection | Lifting Devices, Chain Hoist, Come Along & Slings | THR-LD-WA2 | 39000000 | THR-MCS-LD-3461 | Inspectionand Testing of Lifting Device as per for
THR-SES | 23 | Yearly -Contractor Lifting devices inspection | Lifting Devices, Chain Hoist, Come Along & Slings | THR-LD-WA3 | 1000000 | THR-MCS-LD-0088 | Inspectionand Testing of Lifting Device as per for
THR-SES | 23 | Yearly -Contractor Lifting devices inspection | Lifting Devices, Chain Hoist, Come Along & Slings | THR-LD-WA3 | 2000000 | THR-MCS-LD-0089 | Inspectionand Testing of Lifting Device as per for
THR-SES | 23 | Yearly -Contractor Lifting devices inspection | Lifting Devices, Chain Hoist, Come Along & Slings | THR-LD-WA3 | 5000000 | THR-MCS-LD-0092 | Inspectionand Testing of Lifting Device as per for
THR-SES | 23 | Yearly -Contractor Lifting devices inspection | Lifting Devices, Chain Hoist, Come Along & Slings | THR-LD-WA3 | 3000000 | THR-MCS-LD-0090 | Inspectionand Testing of Lifting Device as per for
THR-SES | 23 | Yearly -Contractor Lifting devices inspection | Lifting Devices, Chain Hoist, Come Along & Slings | THR-LD-WA3 | 7000000 | THR-MCS-LD-0094 | Inspectionand Testing of Lifting Device as per for
THR-SES | 23 | Yearly -Contractor Lifting devices inspection | Lifting Devices, Chain Hoist, Come Along & Slings | THR-LD-WA3 | 4000000 | THR-MCS-LD-0091 | Inspectionand Testing of Lifting Device as per for
THR-SES | 23 | Yearly -Contractor Lifting devices inspection | Lifting Devices, Chain Hoist, Come Along & Slings | THR-LD-WA3 | 8000000 | THR-MCS-LD-0095 | Inspectionand Testing of Lifting Device as per for
THR-SES | 23 | Yearly -Contractor Lifting devices inspection | Lifting Devices, Chain Hoist, Come Along & Slings | THR-LD-WA3 | 6000000 | THR-MCS-LD-0093 | Inspectionand Testing of Lifting Device as per for
THR-SES | 23 | Yearly -Contractor Lifting devices inspection | Lifting Devices, Chain Hoist, Come Along & Slings | THR-LD-WA3 | 10000000 | THR-MCS-LD-0097 | Inspectionand Testing of Lifting Device as per for
THR-SES | 23 | Yearly -Contractor Lifting devices inspection | Lifting Devices, Chain Hoist, Come Along & Slings | THR-LD-WA3 | 9000000 | THR-MCS-LD-0096 | Inspectionand Testing of Lifting Device as per for
THR-SES | 23 | Yearly -Contractor Lifting devices inspection | Lifting Devices, Chain Hoist, Come Along & Slings | THR-LD-WA3 | 13000000 | THR-MCS-LD-0100 | Inspectionand Testing of Lifting Device as per for
THR-SES | 23 | Yearly -Contractor Lifting devices inspection | Lifting Devices, Chain Hoist, Come Along & Slings | THR-LD-WA3 | 11000000 | THR-MCS-LD-0098 | Inspectionand Testing of Lifting Device as per for
THR-SES | 23 | Yearly -Contractor Lifting devices inspection | Lifting Devices, Chain Hoist, Come Along & Slings | THR-LD-WA3 | 14000000 | THR-MCS-LD-0101 | Inspectionand Testing of Lifting Device as per for
THR-SES | 23 | Yearly -Contractor Lifting devices inspection | Lifting Devices, Chain Hoist, Come Along & Slings | THR-LD-WA3 | 12000000 | THR-MCS-LD-0099 | Inspectionand Testing of Lifting Device as per for
THR-SES | 23 | Yearly -Contractor Lifting devices inspection | Lifting Devices, Chain Hoist, Come Along & Slings | THR-LD-WA3 | 15000000 | THR-MCS-LD-0102 | Inspectionand Testing of Lifting Device as per for
THR-SES | 23 | Yearly -Contractor Lifting devices inspection | Lifting Devices, Chain Hoist, Come Along & Slings | THR-LD-WA3 | 17000000 | THR-MCS-LD-0253 | Inspectionand Testing of Lifting Device as per for
THR-SES | 23 | Yearly -Contractor Lifting devices inspection | Lifting Devices, Chain Hoist, Come Along & Slings | THR-LD-WA3 | 16000000 | THR-MCS-LD-0235 | Inspectionand Testing of Lifting Device as per for
THR-SES | 23 | Yearly -Contractor Lifting devices inspection | Lifting Devices, Chain Hoist, Come Along & Slings | THR-LD-WA3 | 18000000 | THR-MCS-LD-0327 | Inspectionand Testing of Lifting Device as per for
THR-SES | 23 | Yearly -Contractor Lifting devices inspection | Lifting Devices, Chain Hoist, Come Along & Slings | THR-LD-WA3 | 20000000 | THR-MCS-LD-0456 | Inspectionand Testing of Lifting Device as per for
THR-SES | 23 | Yearly -Contractor Lifting devices inspection | Lifting Devices, Chain Hoist, Come Along & Slings | THR-LD-WA3 | 19000000 | THR-MCS-LD-0455 | Inspectionand Testing of Lifting Device as per for
THR-SES | 23 | Yearly -Contractor Lifting devices inspection | Lifting Devices, Chain Hoist, Come Along & Slings | THR-LD-WA3 | 24000000 | THR-MCS-LD-0530 | Inspectionand Testing of Lifting Device as per for
THR-SES | 23 | Yearly -Contractor Lifting devices inspection | Lifting Devices, Chain Hoist, Come Along & Slings | THR-LD-WA3 | 21000000 | THR-MCS-LD-0457 | Inspectionand Testing of Lifting Device as per for
THR-SES | 23 | Yearly -Contractor Lifting devices inspection | Lifting Devices, Chain Hoist, Come Along & Slings | THR-LD-WA3 | 25000000 | THR-MCS-LD-0557 | Inspectionand Testing of Lifting Device as per for
THR-SES | 23 | Yearly -Contractor Lifting devices inspection | Lifting Devices, Chain Hoist, Come Along & Slings | THR-LD-WA3 | 22000000 | THR-MCS-LD-0528 | Inspectionand Testing of Lifting Device as per for
THR-SES | 23 | Yearly -Contractor Lifting devices inspection | Lifting Devices, Chain Hoist, Come Along & Slings | THR-LD-WA3 | 26000000 | THR-MCS-LD-0604 | Inspectionand Testing of Lifting Device as per for
THR-SES | 23 | Yearly -Contractor Lifting devices inspection | Lifting Devices, Chain Hoist, Come Along & Slings | THR-LD-WA3 | 23000000 | THR-MCS-LD-0528A | Inspectionand Testing of Lifting Device as per for
THR-SES | 23 | Yearly -Contractor Lifting devices inspection | Lifting Devices, Chain Hoist, Come Along & Slings | THR-LD-WA3 | 29000000 | THR-MCS-LD-0924 | Inspectionand Testing of Lifting Device as per for
THR-SES | 23 | Yearly -Contractor Lifting devices inspection | Lifting Devices, Chain Hoist, Come Along & Slings | THR-LD-WA3 | 27000000 | THR-MCS-LD-0641 | Inspectionand Testing of Lifting Device as per for
THR-SES | 23 | Yearly -Contractor Lifting devices inspection | Lifting Devices, Chain Hoist, Come Along & Slings | THR-LD-WA3 | 30000000 | THR-MCS-LD-2903 | Inspectionand Testing of Lifting Device as per for
THR-SES | 23 | Yearly -Contractor Lifting devices inspection | Lifting Devices, Chain Hoist, Come Along & Slings | THR-LD-WA3 | 28000000 | THR-MCS-LD-0678 | Inspectionand Testing of Lifting Device as per for
THR-SES | 23 | Yearly -Contractor Lifting devices inspection | Lifting Devices, Chain Hoist, Come Along & Slings | THR-LD-WA3 | 31000000 | THR-MCS-LD-2904 | Inspectionand Testing of Lifting Device as per for
THR-SES | 23 | Yearly -Contractor Lifting devices inspection | Lifting Devices, Chain Hoist, Come Along & Slings | THR-LD-WA3 | 33000000 | THR-MCS-LD-5062 | Inspectionand Testing of Lifting Device as per for
THR-SES | 23 | Yearly -Contractor Lifting devices inspection | Lifting Devices, Chain Hoist, Come Along & Slings | THR-LD-WA3 | 32000000 | THR-MCS-LD-3648 | Inspectionand Testing of Lifting Device as per for
THR-SES | 23 | Yearly -Contractor Lifting devices inspection | Lifting Devices, Chain Hoist, Come Along & Slings | THR-LD-WA3 | 34000000 | THR-MCS-LD-5634 | Inspectionand Testing of Lifting Device as per for
THR-SES | 23 | Yearly -Contractor Lifting devices inspection | Lifting Devices, Chain Hoist, Come Along & Slings | THR-LD-WA3 | 35000000 | THR-MCS-LD-6760 | Inspectionand Testing of Lifting Device as per for
THR-SES | 23 | Yearly -Contractor Lifting devices inspection | Lifting Devices, Chain Hoist, Come Along & Slings | THR-LD-WA3 | 40000000 | THR-MCS-LD-9702 | Inspectionand Testing of Lifting Device as per for
THR-SES | 23 | Yearly -Contractor Lifting devices inspection | Lifting Devices, Chain Hoist, Come Along & Slings | THR-LD-WA3 | 36000000 | THR-MCS-LD-7200 | Inspectionand Testing of Lifting Device as per for
THR-SES | 23 | Yearly -Contractor Lifting devices inspection | Lifting Devices, Chain Hoist, Come Along & Slings | THR-LD-WA3 | 41000000 | THR-MCS-LD-9853 | Inspectionand Testing of Lifting Device as per for
THR-SES | 23 | Yearly -Contractor Lifting devices inspection | Lifting Devices, Chain Hoist, Come Along & Slings | THR-LD-WA3 | 37000000 | THR-MCS-LD-7784 | Inspectionand Testing of Lifting Device as per for
THR-SES | 23 | Yearly -Contractor Lifting devices inspection | Lifting Devices, Chain Hoist, Come Along & Slings | THR-LD-WA3 | 43000000 | THR-MCS-LD-9855 | Inspectionand Testing of Lifting Device as per for
THR-SES | 23 | Yearly -Contractor Lifting devices inspection | Lifting Devices, Chain Hoist, Come Along & Slings | THR-LD-WA3 | 38000000 | THR-MCS-LD-7920 | Inspectionand Testing of Lifting Device as per for
THR-SES | 23 | Yearly -Contractor Lifting devices inspection | Lifting Devices, Chain Hoist, Come Along & Slings | THR-LD-WA3 | 44000000 | THR-MCS-LD-9856 | Inspectionand Testing of Lifting Device as per for
THR-SES | 23 | Yearly -Contractor Lifting devices inspection | Lifting Devices, Chain Hoist, Come Along & Slings | THR-LD-WA3 | 39000000 | THR-MCS-LD-9513 | Inspectionand Testing of Lifting Device as per for
THR-SES | 23 | Yearly -Contractor Lifting devices inspection | Lifting Devices, Chain Hoist, Come Along & Slings | THR-LD-WA3 | 49000000 | THR-MCS-LD-9866 | Inspectionand Testing of Lifting Device as per for
THR-SES | 23 | Yearly -Contractor Lifting devices inspection | Lifting Devices, Chain Hoist, Come Along & Slings | THR-LD-WA3 | 42000000 | THR-MCS-LD-9854 | Inspectionand Testing of Lifting Device as per for
THR-SES | 23 | Yearly -Contractor Lifting devices inspection | Lifting Devices, Chain Hoist, Come Along & Slings | THR-LD-WA3 | 50000000 | THR-MCS-LD-9867 | Inspectionand Testing of Lifting Device as per for
THR-SES | 23 | Yearly -Contractor Lifting devices inspection | Lifting Devices, Chain Hoist, Come Along & Slings | THR-LD-WA3 | 45000000 | THR-MCS-LD-9857 | Inspectionand Testing of Lifting Device as per for
THR-SES | 23 | Yearly -Contractor Lifting devices inspection | Lifting Devices, Chain Hoist, Come Along & Slings | THR-LD-WA3 | 46000000 | THR-SES-LD-2572 | Inspectionand Testing of Lifting Device as per for
THR-SES | 23 | Yearly -Contractor Lifting devices inspection | Lifting Devices, Chain Hoist, Come Along & Slings | THR-LD-WA3 | 47000000 | THR-SES-LD-6601 | Inspectionand Testing of Lifting Device as per for
THR-SES | 23 | Yearly -Contractor Lifting devices inspection | Lifting Devices, Chain Hoist, Come Along & Slings | THR-LD-WA3 | 48000000 | THR-MCS-LD-9860 | Inspectionand Testing of Lifting Device as per for
THR-SES | 23 | Yearly -Contractor Lifting devices inspection | Lifting Devices, Chain Hoist, Come Along & Slings | THR-LD-WA4 | 4000000 | THR-MCS-LD-0611 | Inspectionand Testing of Lifting Device as per for
THR-SES | 23 | Yearly -Contractor Lifting devices inspection | Lifting Devices, Chain Hoist, Come Along & Slings | THR-LD-WA4 | 5000000 | THR-MCS-LD-0657 | Inspectionand Testing of Lifting Device as per for
THR-SES | 23 | Yearly -Contractor Lifting devices inspection | Lifting Devices, Chain Hoist, Come Along & Slings | THR-LD-WA4 | 6000000 | THR-MCS-LD-0811 | Inspectionand Testing of Lifting Device as per for
THR-SES | 23 | Yearly -Contractor Lifting devices inspection | Lifting Devices, Chain Hoist, Come Along & Slings | THR-LD-WA4 | 7000000 | THR-MCS-LD-0910 | Inspectionand Testing of Lifting Device as per for
THR-SES | 23 | Yearly -Contractor Lifting devices inspection | Lifting Devices, Chain Hoist, Come Along & Slings | THR-LD-WA4 | 1000000 | THR-MCS-LD-0404 | Inspectionand Testing of Lifting Device as per for
THR-SES | 23 | Yearly -Contractor Lifting devices inspection | Lifting Devices, Chain Hoist, Come Along & Slings | THR-LD-WA4 | 8000000 | THR-MCS-LD-0920 | Inspectionand Testing of Lifting Device as per for
THR-SES | 23 | Yearly -Contractor Lifting devices inspection | Lifting Devices, Chain Hoist, Come Along & Slings | THR-LD-WA4 | 2000000 | THR-MCS-LD-0553 | Inspectionand Testing of Lifting Device as per for
THR-SES | 23 | Yearly -Contractor Lifting devices inspection | Lifting Devices, Chain Hoist, Come Along & Slings | THR-LD-WA4 | 9000000 | THR-MCS-LD-0930 | Inspectionand Testing of Lifting Device as per for
THR-SES | 23 | Yearly -Contractor Lifting devices inspection | Lifting Devices, Chain Hoist, Come Along & Slings | THR-LD-WA4 | 3000000 | THR-MCS-LD-0603 | Inspectionand Testing of Lifting Device as per for
THR-SES | 23 | Yearly -Contractor Lifting devices inspection | Lifting Devices, Chain Hoist, Come Along & Slings | THR-LD-WA4 | 10000000 | THR-MCS-LD-0940 | Inspectionand Testing of Lifting Device as per for
THR-SES | 23 | Yearly -Contractor Lifting devices inspection | Lifting Devices, Chain Hoist, Come Along & Slings | THR-LD-WA4 | 11000000 | THR-MCS-LD-0950 | Inspectionand Testing of Lifting Device as per for
THR-SES | 23 | Yearly -Contractor Lifting devices inspection | Lifting Devices, Chain Hoist, Come Along & Slings | THR-LD-WA4 | 13000000 | THR-MCS-LD-0985 | Inspectionand Testing of Lifting Device as per for
THR-SES | 23 | Yearly -Contractor Lifting devices inspection | Lifting Devices, Chain Hoist, Come Along & Slings | THR-LD-WA4 | 12000000 | THR-MCS-LD-0960 | Inspectionand Testing of Lifting Device as per for
THR-SES | 23 | Yearly -Contractor Lifting devices inspection | Lifting Devices, Chain Hoist, Come Along & Slings | THR-LD-WA4 | 15000000 | THR-MCS-LD-1979 | Inspectionand Testing of Lifting Device as per for
THR-SES | 23 | Yearly -Contractor Lifting devices inspection | Lifting Devices, Chain Hoist, Come Along & Slings | THR-LD-WA4 | 14000000 | THR-MCS-LD-1349 | Inspectionand Testing of Lifting Device as per for
THR-SES | 23 | Yearly -Contractor Lifting devices inspection | Lifting Devices, Chain Hoist, Come Along & Slings | THR-LD-WA4 | 16000000 | THR-MCS-LD-4675 | Inspectionand Testing of Lifting Device as per for
THR-SES | 23 | Yearly -Contractor Lifting devices inspection | Lifting Devices, Chain Hoist, Come Along & Slings | THR-LD-WA4 | 20000000 | THR-SES-LD-0220 | Inspectionand Testing of Lifting Device as per for
THR-SES | 23 | Yearly -Contractor Lifting devices inspection | Lifting Devices, Chain Hoist, Come Along & Slings | THR-LD-WA4 | 17000000 | THR-MCS-LD-6069 | Inspectionand Testing of Lifting Device as per for
THR-SES | 23 | Yearly -Contractor Lifting devices inspection | Lifting Devices, Chain Hoist, Come Along & Slings | THR-LD-WA4 | 21000000 | THR-SES-LD-0501 | Inspectionand Testing of Lifting Device as per for
THR-SES | 23 | Yearly -Contractor Lifting devices inspection | Lifting Devices, Chain Hoist, Come Along & Slings | THR-LD-WA4 | 18000000 | THR-MCS-LD-8225 | Inspectionand Testing of Lifting Device as per for
THR-SES | 23 | Yearly -Contractor Lifting devices inspection | Lifting Devices, Chain Hoist, Come Along & Slings | THR-LD-WA4 | 22000000 | THR-SES-LD-0506 | Inspectionand Testing of Lifting Device as per for
THR-SES | 23 | Yearly -Contractor Lifting devices inspection | Lifting Devices, Chain Hoist, Come Along & Slings | THR-LD-WA4 | 19000000 | THR-MCS-LD-9075 | Inspectionand Testing of Lifting Device as per for
THR-SES | 23 | Yearly -Contractor Lifting devices inspection | Lifting Devices, Chain Hoist, Come Along & Slings | THR-LD-WA4 | 23000000 | THR-SES-LD-0664 | Inspectionand Testing of Lifting Device as per for
THR-SES | 23 | Yearly -Contractor Lifting devices inspection | Lifting Devices, Chain Hoist, Come Along & Slings | THR-LD-WA4 | 24000000 | THR-SES-LD-0678 | Inspectionand Testing of Lifting Device as per for
THR-SES | 23 | Yearly -Contractor Lifting devices inspection | Lifting Devices, Chain Hoist, Come Along & Slings | THR-LD-WA4 | 30000000 | THR-SES-LD-2672 | Inspectionand Testing of Lifting Device as per for
THR-SES | 23 | Yearly -Contractor Lifting devices inspection | Lifting Devices, Chain Hoist, Come Along & Slings | THR-LD-WA4 | 25000000 | THR-SES-LD-1082 | Inspectionand Testing of Lifting Device as per for
THR-SES | 23 | Yearly -Contractor Lifting devices inspection | Lifting Devices, Chain Hoist, Come Along & Slings | THR-LD-WA4 | 31000000 | THR-SES-LD-3052 | Inspectionand Testing of Lifting Device as per for
THR-SES | 23 | Yearly -Contractor Lifting devices inspection | Lifting Devices, Chain Hoist, Come Along & Slings | THR-LD-WA4 | 26000000 | THR-SES-LD-1083 | Inspectionand Testing of Lifting Device as per for
THR-SES | 23 | Yearly -Contractor Lifting devices inspection | Lifting Devices, Chain Hoist, Come Along & Slings | THR-LD-WA4 | 32000000 | THR-SES-LD-5746 | Inspectionand Testing of Lifting Device as per for
THR-SES | 23 | Yearly -Contractor Lifting devices inspection | Lifting Devices, Chain Hoist, Come Along & Slings | THR-LD-WA4 | 27000000 | THR-SES-LD-1681 | Inspectionand Testing of Lifting Device as per for
THR-SES | 23 | Yearly -Contractor Lifting devices inspection | Lifting Devices, Chain Hoist, Come Along & Slings | THR-LD-WA4 | 35000000 | THR-SES-LD-8819 | Inspectionand Testing of Lifting Device as per for
THR-SES | 23 | Yearly -Contractor Lifting devices inspection | Lifting Devices, Chain Hoist, Come Along & Slings | THR-LD-WA4 | 28000000 | THR-SES-LD-1752 | Inspectionand Testing of Lifting Device as per for
THR-SES | 23 | Yearly -Contractor Lifting devices inspection | Lifting Devices, Chain Hoist, Come Along & Slings | THR-LD-WA4 | 29000000 | THR-SES-LD-2381 | Inspectionand Testing of Lifting Device as per for
THR-SES | 23 | Yearly -Contractor Lifting devices inspection | Lifting Devices, Chain Hoist, Come Along & Slings | THR-LD-WA4 | 33000000 | THR-SES-LD-6148 | Inspectionand Testing of Lifting Device as per for
THR-SES | 23 | Yearly -Contractor Lifting devices inspection | Lifting Devices, Chain Hoist, Come Along & Slings | THR-LD-WA4 | 34000000 | THR-SES-LD-7623 | Inspectionand Testing of Lifting Device as per for
THR-SES | 23 | Yearly -Contractor Lifting devices inspection | Lifting Devices, Chain Hoist, Come Along & Slings | THR-LD-WA4 | 36000000 | THR-SES-LD-9591 | Inspectionand Testing of Lifting Device as per for
THR-SES | 23 | Yearly -Contractor Lifting devices inspection | Lifting Devices, Chain Hoist, Come Along & Slings | THR-LD-WA4 | 37000000 | THR-SES-LD-9698 | Inspectionand Testing of Lifting Device as per for
THR-SES | 23 | Yearly -Contractor Lifting devices inspection | Retractable Winches, Davit Arms, WA2 | THR-SES-LD-RWD | 1000000 | THR-SES-LD-0100 | Inspectionand Testing of Lifting Device as per for
THR-SES | 23 | Yearly -Contractor Lifting devices inspection | Retractable Winches, Davit Arms, WA2 | THR-SES-LD-RWD | 3000000 | THR-SES-LD-0300 | Inspectionand Testing of Lifting Device as per for
THR-SES | 23 | Yearly -Contractor Lifting devices inspection | Retractable Winches, Davit Arms, WA2 | THR-SES-LD-RWD | 4000000 | THR-SES-LD-2566 | Inspectionand Testing of Lifting Device as per for
THR-SES | 23 | Yearly -Contractor Lifting devices inspection | Retractable Winches, Davit Arms, WA2 | THR-SES-LD-RWD | 6000000 | THR-SES-LD-2568 | Inspectionand Testing of Lifting Device as per for
THR-SES | 23 | Yearly -Contractor Lifting devices inspection | Retractable Winches, Davit Arms, WA2 | THR-SES-LD-RWD | 8000000 | THR-SES-LD-6125 | Inspectionand Testing of Lifting Device as per for
THR-SES | 23 | Yearly -Contractor Lifting devices inspection | Retractable Winches, Davit Arms, WA2 | THR-SES-LD-RWD | 9000000 | THR-SES-LD-6601 | Inspectionand Testing of Lifting Device as per for
THR-SES | 23 | Yearly -Contractor Lifting devices inspection | Retractable Winches, Davit Arms, WA2 | THR-SES-LD-RWD | 2000000 | THR-SES-LD-0200 | Inspectionand Testing of Lifting Device as per for
THR-SES | 23 | Yearly -Contractor Lifting devices inspection | Retractable Winches, Davit Arms, WA2 | THR-SES-LD-RWD | 5000000 | THR-SES-LD-2567 | Inspectionand Testing of Lifting Device as per for
THR-SES | 23 | Yearly -Contractor Lifting devices inspection | Retractable Winches, Davit Arms, WA2 | THR-SES-LD-RWD | 7000000 | THR-SES-LD-6124 | Inspectionand Testing of Lifting Device as per for
THR-SES | 25 | Yearly - CONTRACTOR Annual inspection of fall arrest equipment | Fall Protection Post for Bar screens,WA2 | THR-PLT-SQ | 3000000 | THR-PLT-SQ-0122 | Contractor Inspection of Post as per Manufacturers Specification for
THR-SES | 25 | Yearly - CONTRACTOR Annual inspection of fall arrest equipment | Fall Protection Post for Bar screens,WA2 | THR-PLT-SQ | 1000000 | THR-PLT-SQ-0102 | Contractor Inspection of Post as per Manufacturers Specification for
THR-SES | 25 | Yearly - CONTRACTOR Annual inspection of fall arrest equipment | Fall Protection Post for Bar screens,WA2 | THR-PLT-SQ | 2000000 | THR-PLT-SQ-0112 | Contractor Inspection of Post as per Manufacturers Specification for
THR-SES | 25 | Yearly - CONTRACTOR Annual inspection of fall arrest equipment | Fall Protection Post for Bar screens,WA2 | THR-PLT-SQ | 4000000 | THR-PLT-SQ-0132 | Contractor Inspection of Post as per Manufacturers Specification for
THR-SES | 25 | Yearly - CONTRACTOR Annual inspection of fall arrest equipment | Fall Protection Post for Bar screens,WA2 | THR-PLT-SQ | 5000000 | THR-PLT-SQ-0142 | Contractor Inspection of Post as per Manufacturers Specification for
THR-SES | 25 | Yearly - CONTRACTOR Annual inspection of fall arrest equipment | Fall Protection Post for Bar screens,WA2 | THR-PLT-SQ | 6000000 | THR-PLT-SQ-0152 | Contractor Inspection of Post as per Manufacturers Specification for
THR-SES | 25 | Yearly - CONTRACTOR Annual inspection of fall arrest equipment | Safety Equipment -Work Area1 | THR-SES-SQ-WA1 | 1000000 | THR-SES-SQ-1172 | Inspect Lanyard as per for
THR-SES | 25 | Yearly - CONTRACTOR Annual inspection of fall arrest equipment | Safety Equipment -Work Area1 | THR-SES-SQ-WA1 | 3000000 | THR-SES-SQ-9840 | Inspect Lanyard as per for
THR-SES | 25 | Yearly - CONTRACTOR Annual inspection of fall arrest equipment | Safety Equipment -Work Area1 | THR-SES-SQ-WA1 | 4000000 | THR-SES-SQ-9841 | Inspect Lanyard as per for
THR-SES | 25 | Yearly - CONTRACTOR Annual inspection of fall arrest equipment | Safety Equipment -Work Area1 | THR-SES-SQ-WA1 | 5000000 | THR-SES-SQ-1708 | Inspect Lanyard as per for
THR-SES | 25 | Yearly - CONTRACTOR Annual inspection of fall arrest equipment | Safety Equipment -Work Area1 | THR-SES-SQ-WA1 | 9000000 | THR-SES-SQ-2151 | Inspect Lanyard as per for
THR-SES | 25 | Yearly - CONTRACTOR Annual inspection of fall arrest equipment | Safety Equipment -Work Area1 | THR-SES-SQ-WA1 | 2000000 | THR-SES-SQ-6829 | Inspect Lanyard as per for
THR-SES | 25 | Yearly - CONTRACTOR Annual inspection of fall arrest equipment | Safety Equipment -Work Area1 | THR-SES-SQ-WA1 | 11000000 | THR-SES-SQ-2158 | Inspect Lanyard as per for
THR-SES | 25 | Yearly - CONTRACTOR Annual inspection of fall arrest equipment | Safety Equipment -Work Area1 | THR-SES-SQ-WA1 | 6000000 | THR-SES-SQ-1709 | Inspect Lanyard as per for
THR-SES | 25 | Yearly - CONTRACTOR Annual inspection of fall arrest equipment | Safety Equipment -Work Area1 | THR-SES-SQ-WA1 | 12000000 | THR-SES-SQ-1937 | Inspect Lanyard as per for
THR-SES | 25 | Yearly - CONTRACTOR Annual inspection of fall arrest equipment | Safety Equipment -Work Area1 | THR-SES-SQ-WA1 | 7000000 | THR-SES-SQ-0151 | Inspect Lanyard as per for
THR-SES | 25 | Yearly - CONTRACTOR Annual inspection of fall arrest equipment | Safety Equipment -Work Area1 | THR-SES-SQ-WA1 | 8000000 | THR-SES-SQ-0944 | Inspect Lanyard as per for
THR-SES | 25 | Yearly - CONTRACTOR Annual inspection of fall arrest equipment | Safety Equipment -Work Area1 | THR-SES-SQ-WA1 | 10000000 | THR-SES-SQ-1944 | Inspect Lanyard as per for
THR-SES | 25 | Yearly - CONTRACTOR Annual inspection of fall arrest equipment | Safety Equipment -Work Area1 | THR-SES-SQ-WA1 | 13000000 | THR-SES-SQ-7724 | Inspect Lanyard as per for
THR-SES | 25 | Yearly - CONTRACTOR Annual inspection of fall arrest equipment | Safety Equipment -Work Area1 | THR-SES-SQ-WA1 | 14000000 | THR-SES-SQ-6312 | Inspect Lanyard as per for
THR-SES | 25 | Yearly - CONTRACTOR Annual inspection of fall arrest equipment | Safety Equipment -Work Area3 | THR-SES-SQ-WA3 | 2000000 | THR-SES-SQ-0500 | Inspect Lanyard as per for
THR-SES | 25 | Yearly - CONTRACTOR Annual inspection of fall arrest equipment | Safety Equipment -Work Area3 | THR-SES-SQ-WA3 | 3000000 | THR-SES-SQ-3265 | Inspect Lanyard as per for
THR-SES | 25 | Yearly - CONTRACTOR Annual inspection of fall arrest equipment | Safety Equipment -Work Area3 | THR-SES-SQ-WA3 | 4000000 | THR-SES-SQ-1395 | Inspect Lanyard as per for
THR-SES | 25 | Yearly - CONTRACTOR Annual inspection of fall arrest equipment | Safety Equipment -Work Area3 | THR-SES-SQ-WA3 | 5000000 | THR-SES-SQ-4539 | Inspect Lanyard as per for
THR-SES | 25 | Yearly - CONTRACTOR Annual inspection of fall arrest equipment | Safety Equipment -Work Area3 | THR-SES-SQ-WA3 | 9000000 | THR-SES-SQ-8436 | Inspect Lanyard as per for
THR-SES | 25 | Yearly - CONTRACTOR Annual inspection of fall arrest equipment | Safety Equipment -Work Area3 | THR-SES-SQ-WA3 | 10000000 | THR-SES-SQ-8437 | Inspect Lanyard as per for
THR-SES | 25 | Yearly - CONTRACTOR Annual inspection of fall arrest equipment | Safety Equipment -Work Area3 | THR-SES-SQ-WA3 | 1000000 | THR-SES-SQ-1007 | Inspect Lanyard as per for
THR-SES | 25 | Yearly - CONTRACTOR Annual inspection of fall arrest equipment | Safety Equipment -Work Area3 | THR-SES-SQ-WA3 | 11000000 | THR-SES-SQ-8405 | Inspect Lanyard as per for
THR-SES | 25 | Yearly - CONTRACTOR Annual inspection of fall arrest equipment | Safety Equipment -Work Area3 | THR-SES-SQ-WA3 | 6000000 | THR-SES-SQ-1443 | Inspect Lanyard as per for
THR-SES | 25 | Yearly - CONTRACTOR Annual inspection of fall arrest equipment | Safety Equipment -Work Area3 | THR-SES-SQ-WA3 | 13000000 | THR-SES-SQ-9080 | Inspect Lanyard as per for
THR-SES | 25 | Yearly - CONTRACTOR Annual inspection of fall arrest equipment | Safety Equipment -Work Area3 | THR-SES-SQ-WA3 | 7000000 | THR-SES-SQ-8689 | Inspect Lanyard as per for
THR-SES | 25 | Yearly - CONTRACTOR Annual inspection of fall arrest equipment | Safety Equipment -Work Area3 | THR-SES-SQ-WA3 | 14000000 | THR-SES-SQ-6406 | Inspect Lanyard as per for
THR-SES | 25 | Yearly - CONTRACTOR Annual inspection of fall arrest equipment | Safety Equipment -Work Area3 | THR-SES-SQ-WA3 | 8000000 | THR-SES-SQ-3200 | Inspect Lanyard as per for
THR-SES | 25 | Yearly - CONTRACTOR Annual inspection of fall arrest equipment | Safety Equipment -Work Area3 | THR-SES-SQ-WA3 | 18000000 | THR-SES-SQ-7302 | Inspect Lanyard as per for
THR-SES | 25 | Yearly - CONTRACTOR Annual inspection of fall arrest equipment | Safety Equipment -Work Area3 | THR-SES-SQ-WA3 | 12000000 | THR-SES-SQ-8406 | Inspect Lanyard as per for
THR-SES | 25 | Yearly - CONTRACTOR Annual inspection of fall arrest equipment | Safety Equipment -Work Area3 | THR-SES-SQ-WA3 | 19000000 | THR-SES-SQ-9198 | Inspect Lanyard as per for
THR-SES | 25 | Yearly - CONTRACTOR Annual inspection of fall arrest equipment | Safety Equipment -Work Area3 | THR-SES-SQ-WA3 | 15000000 | THR-SES-SQ-0802 | Inspect Lanyard as per for
THR-SES | 25 | Yearly - CONTRACTOR Annual inspection of fall arrest equipment | Safety Equipment -Work Area3 | THR-SES-SQ-WA3 | 22000000 | THR-SES-SQ-1530 | Inspect Lanyard as per for
THR-SES | 25 | Yearly - CONTRACTOR Annual inspection of fall arrest equipment | Safety Equipment -Work Area3 | THR-SES-SQ-WA3 | 16000000 | THR-SES-SQ-4065 | Inspect Lanyard as per for
THR-SES | 25 | Yearly - CONTRACTOR Annual inspection of fall arrest equipment | Safety Equipment -Work Area3 | THR-SES-SQ-WA3 | 23000000 | THR-SES-SQ-8587 | Inspect Lanyard as per for
THR-SES | 25 | Yearly - CONTRACTOR Annual inspection of fall arrest equipment | Safety Equipment -Work Area3 | THR-SES-SQ-WA3 | 17000000 | THR-SES-SQ-7303 | Inspect Lanyard as per for
THR-SES | 25 | Yearly - CONTRACTOR Annual inspection of fall arrest equipment | Safety Equipment -Work Area3 | THR-SES-SQ-WA3 | 27000000 | THR-SES-SQ-0739 | Inspect Lanyard as per for
THR-SES | 25 | Yearly - CONTRACTOR Annual inspection of fall arrest equipment | Safety Equipment -Work Area3 | THR-SES-SQ-WA3 | 20000000 | THR-SES-SQ-1448 | Inspect Lanyard as per for
THR-SES | 25 | Yearly - CONTRACTOR Annual inspection of fall arrest equipment | Safety Equipment -Work Area3 | THR-SES-SQ-WA3 | 21000000 | THR-SES-SQ-1529 | Inspect Lanyard as per for
THR-SES | 25 | Yearly - CONTRACTOR Annual inspection of fall arrest equipment | Safety Equipment -Work Area3 | THR-SES-SQ-WA3 | 24000000 | THR-SES-SQ-8586S | Inspect Lanyard as per for
THR-SES | 25 | Yearly - CONTRACTOR Annual inspection of fall arrest equipment | Safety Equipment -Work Area3 | THR-SES-SQ-WA3 | 25000000 | THR-SES-SQ-0738 | Inspect Lanyard as per for
THR-SES | 25 | Yearly - CONTRACTOR Annual inspection of fall arrest equipment | Safety Equipment -Work Area3 | THR-SES-SQ-WA3 | 26000000 | THR-SES-SQ-2572 | Inspect Lanyard as per for
THR-SES | 25 | Yearly - CONTRACTOR Annual inspection of fall arrest equipment | Safety Equipment -Work Area4 | THR-SES-SQ-WA4 | 2000000 | THR-SES-SQ-1897 | Inspect Lanyard as per for
THR-SES | 25 | Yearly - CONTRACTOR Annual inspection of fall arrest equipment | Safety Equipment -Work Area4 | THR-SES-SQ-WA4 | 4000000 | THR-SES-SQ-7239 | Inspect Lanyard as per for
THR-SES | 25 | Yearly - CONTRACTOR Annual inspection of fall arrest equipment | Safety Equipment -Work Area4 | THR-SES-SQ-WA4 | 5000000 | THR-SES-SQ-0333 | Inspect Lanyard as per for
THR-SES | 25 | Yearly - CONTRACTOR Annual inspection of fall arrest equipment | Safety Equipment -Work Area4 | THR-SES-SQ-WA4 | 8000000 | THR-SES-SQ-8638 | Inspect Lanyard as per for
THR-SES | 25 | Yearly - CONTRACTOR Annual inspection of fall arrest equipment | Safety Equipment -Work Area4 | THR-SES-SQ-WA4 | 1000000 | THR-SES-SQ-1896 | Inspect Lanyard as per for
THR-SES | 25 | Yearly - CONTRACTOR Annual inspection of fall arrest equipment | Safety Equipment -Work Area4 | THR-SES-SQ-WA4 | 3000000 | THR-SES-SQ-7238 | Inspect Lanyard as per for
THR-SES | 25 | Yearly - CONTRACTOR Annual inspection of fall arrest equipment | Safety Equipment -Work Area4 | THR-SES-SQ-WA4 | 6000000 | THR-SES-SQ-0334 | Inspect Lanyard as per for
THR-SES | 25 | Yearly - CONTRACTOR Annual inspection of fall arrest equipment | Safety Equipment -Work Area4 | THR-SES-SQ-WA4 | 7000000 | THR-SES-SQ-8637 | Inspect Lanyard as per for
THR-SES | 25 | Yearly - CONTRACTOR Annual inspection of fall arrest equipment | Safety Equipment -Work Area4 | THR-SES-SQ-WA4 | 9000000 | THR-SES-SQ-1134 | Inspect Lanyard as per for
THR-SES | 25 | Yearly - CONTRACTOR Annual inspection of fall arrest equipment | Safety Equipment -Work Area4 | THR-SES-SQ-WA4 | 10000000 | THR-SES-SQ-9134 | Inspect Lanyard as per for
THR-SES | 25 | Yearly - CONTRACTOR Annual inspection of fall arrest equipment | Safety Equipment -Work Area4 | THR-SES-SQ-WA4 | 11000000 | THR-SES-SQ-8629 | Inspect Lanyard as per for
THR-SES | 25 | Yearly - CONTRACTOR Annual inspection of fall arrest equipment | Safety Equipment -Work Area4 | THR-SES-SQ-WA4 | 12000000 | THR-SES-SQ-8630 | Inspect Lanyard as per for
THR-SES | 25 | Yearly - CONTRACTOR Annual inspection of fall arrest equipment | Safety Equipment -Work Area4 | THR-SES-SQ-WA4 | 13000000 | THR-SES-SQ-1019 | Inspect Lanyard as per for
THR-SES | 25 | Yearly - CONTRACTOR Annual inspection of fall arrest equipment | Safety Equipment -Work Area4 | THR-SES-SQ-WA4 | 14000000 | THR-SES-SQ-1020 | Inspect Lanyard as per for
THR-SES | 28 | Yearly - CONTRACTOR Inspection and certification of SCBA | Self Contained Breathing Apparatus | THR-SES-SCBA | 1000000 | THR-SES-SCBA-0501 | Inspection and certification of self contain breathing apparatus according to manufacturer specifications
THR-SES | 28 | Yearly - CONTRACTOR Inspection and certification of SCBA | Self Contained Breathing Apparatus | THR-SES-SCBA | 5000000 | THR-SES-SCBA-0506 | Inspection and certification of self contain breathing apparatus according to manufacturer specifications
THR-SES | 28 | Yearly - CONTRACTOR Inspection and certification of SCBA | Self Contained Breathing Apparatus | THR-SES-SCBA | 2000000 | THR-SES-SCBA-0502 | Inspection and certification of self contain breathing apparatus according to manufacturer specifications
THR-SES | 28 | Yearly - CONTRACTOR Inspection and certification of SCBA | Self Contained Breathing Apparatus | THR-SES-SCBA | 6000000 | THR-SES-SCBA-0507 | Inspection and certification of self contain breathing apparatus according to manufacturer specifications
THR-SES | 28 | Yearly - CONTRACTOR Inspection and certification of SCBA | Self Contained Breathing Apparatus | THR-SES-SCBA | 3000000 | THR-SES-SCBA-0503 | Inspection and certification of self contain breathing apparatus according to manufacturer specifications
THR-SES | 28 | Yearly - CONTRACTOR Inspection and certification of SCBA | Self Contained Breathing Apparatus | THR-SES-SCBA | 7000000 | THR-SES-SCBA-0508 | Inspection and certification of self contain breathing apparatus according to manufacturer specifications
THR-SES | 28 | Yearly - CONTRACTOR Inspection and certification of SCBA | Self Contained Breathing Apparatus | THR-SES-SCBA | 4000000 | THR-SES-SCBA-0504 | Inspection and certification of self contain breathing apparatus according to manufacturer specifications
THR-SES | 28 | Yearly - CONTRACTOR Inspection and certification of SCBA | Self Contained Breathing Apparatus | THR-SES-SCBA | 8000000 | THR-SES-SCBA-0509 | Inspection and certification of self contain breathing apparatus according to manufacturer specifications
THR-SES | 28 | Yearly - CONTRACTOR Inspection and certification of SCBA | Self Contained Breathing Apparatus | THR-SES-SCBA | 13000000 | THR-SES-SCBA-0520 | Inspection and certification of self contain breathing apparatus according to manufacturer specifications
THR-SES | 28 | Yearly - CONTRACTOR Inspection and certification of SCBA | Self Contained Breathing Apparatus | THR-SES-SCBA | 9000000 | THR-SES-SCBA-0510 | Inspection and certification of self contain breathing apparatus according to manufacturer specifications
THR-SES | 28 | Yearly - CONTRACTOR Inspection and certification of SCBA | Self Contained Breathing Apparatus | THR-SES-SCBA | 16000000 | THR-SES-SCBA-0524 | Inspection and certification of self contain breathing apparatus according to manufacturer specifications
THR-SES | 28 | Yearly - CONTRACTOR Inspection and certification of SCBA | Self Contained Breathing Apparatus | THR-SES-SCBA | 10000000 | THR-SES-SCBA-0511 | Inspection and certification of self contain breathing apparatus according to manufacturer specifications
THR-SES | 28 | Yearly - CONTRACTOR Inspection and certification of SCBA | Self Contained Breathing Apparatus | THR-SES-SCBA | 17000000 | THR-SES-SCBA-0525 | Inspection and certification of self contain breathing apparatus according to manufacturer specifications
THR-SES | 28 | Yearly - CONTRACTOR Inspection and certification of SCBA | Self Contained Breathing Apparatus | THR-SES-SCBA | 11000000 | THR-SES-SCBA-0512 | Inspection and certification of self contain breathing apparatus according to manufacturer specifications
THR-SES | 28 | Yearly - CONTRACTOR Inspection and certification of SCBA | Self Contained Breathing Apparatus | THR-SES-SCBA | 18000000 | THR-SES-SCBA-0527 | Inspection and certification of self contain breathing apparatus according to manufacturer specifications
THR-SES | 28 | Yearly - CONTRACTOR Inspection and certification of SCBA | Self Contained Breathing Apparatus | THR-SES-SCBA | 12000000 | THR-SES-SCBA-0513 | Inspection and certification of self contain breathing apparatus according to manufacturer specifications
THR-SES | 28 | Yearly - CONTRACTOR Inspection and certification of SCBA | Self Contained Breathing Apparatus | THR-SES-SCBA | 14000000 | THR-SES-SCBA-0522 | Inspection and certification of self contain breathing apparatus according to manufacturer specifications
THR-SES | 28 | Yearly - CONTRACTOR Inspection and certification of SCBA | Self Contained Breathing Apparatus | THR-SES-SCBA | 15000000 | THR-SES-SCBA-0523 | Inspection and certification of self contain breathing apparatus according to manufacturer specifications
THR-SES | 35 | Monthly - WTW WA3 Portable (Bottled) Eyewash Inspection | Portable, (Bottled) Eyewash Station, Engine Enclosure #1 | THR-SES-SQ-2P | 1000000 | THR-SES-SQ-2P | 03 Portable Bottled eyewash station inspection
THR-SES | 35 | Monthly - WTW WA3 Portable (Bottled) Eyewash Inspection | Portable, (Bottled) Eyewash Station, Engine Enclosure #1 | THR-SES-SQ-2P | 2000000 | THR-SES-SQ-10P | 03 Portable Bottled eyewash station inspection
THR-SES | 40 | Quarterly-WA2-Slings Inspection for Color Coding | Slings, Nylon, Work Area 2 | THR-LD-NYLN-WA2 | 1000000 | THR-WA2-LD-153-4 | Inspect Sling for serviceability update color code for appropriate Inspection periodfot
THR-SES | 40 | Quarterly-WA2-Slings Inspection for Color Coding | Slings, Nylon, Work Area 2 | THR-LD-NYLN-WA2 | 2000000 | THR-WA2-LD-57-14 | Inspect Sling for serviceability update color code for appropriate Inspection periodfot
THR-SES | 40 | Quarterly-WA2-Slings Inspection for Color Coding | Slings, Nylon, Work Area 2 | THR-LD-NYLN-WA2 | 3000000 | THR-WA2-LD-96-14 | Inspect Sling for serviceability update color code for appropriate Inspection periodfot
THR-SES | 40 | Quarterly-WA2-Slings Inspection for Color Coding | Slings, Nylon, Work Area 2 | THR-LD-NYLN-WA2 | 5000000 | THR-WA2-LD-52-12 | Inspect Sling for serviceability update color code for appropriate Inspection periodfot
THR-SES | 40 | Quarterly-WA2-Slings Inspection for Color Coding | Slings, Nylon, Work Area 2 | THR-LD-NYLN-WA2 | 4000000 | THR-WA2-LD-96-11 | Inspect Sling for serviceability update color code for appropriate Inspection periodfot
THR-SES | 40 | Quarterly-WA2-Slings Inspection for Color Coding | Slings, Nylon, Work Area 2 | THR-LD-NYLN-WA2 | 8000000 | THR-WA2-LD-496-8 | Inspect Sling for serviceability update color code for appropriate Inspection periodfot
THR-SES | 40 | Quarterly-WA2-Slings Inspection for Color Coding | Slings, Nylon, Work Area 2 | THR-LD-NYLN-WA2 | 6000000 | THR-WA2-LD-52-37 | Inspect Sling for serviceability update color code for appropriate Inspection periodfot
THR-SES | 40 | Quarterly-WA2-Slings Inspection for Color Coding | Slings, Nylon, Work Area 2 | THR-LD-NYLN-WA2 | 13000000 | THR-WA2-LD-034-1 | Inspect Sling for serviceability update color code for appropriate Inspection periodfot
THR-SES | 40 | Quarterly-WA2-Slings Inspection for Color Coding | Slings, Nylon, Work Area 2 | THR-LD-NYLN-WA2 | 7000000 | THR-WA2-LD-52-36 | Inspect Sling for serviceability update color code for appropriate Inspection periodfot
THR-SES | 40 | Quarterly-WA2-Slings Inspection for Color Coding | Slings, Nylon, Work Area 2 | THR-LD-NYLN-WA2 | 14000000 | THR-WA2-LD-832-2 | Inspect Sling for serviceability update color code for appropriate Inspection periodfot
THR-SES | 40 | Quarterly-WA2-Slings Inspection for Color Coding | Slings, Nylon, Work Area 2 | THR-LD-NYLN-WA2 | 9000000 | THR-WA2-LD-496-10 | Inspect Sling for serviceability update color code for appropriate Inspection periodfot
THR-SES | 40 | Quarterly-WA2-Slings Inspection for Color Coding | Slings, Nylon, Work Area 2 | THR-LD-NYLN-WA2 | 16000000 | THR-WA2-LD-832-3 | Inspect Sling for serviceability update color code for appropriate Inspection periodfot
THR-SES | 40 | Quarterly-WA2-Slings Inspection for Color Coding | Slings, Nylon, Work Area 2 | THR-LD-NYLN-WA2 | 10000000 | THR-WA2-LD-95-23 | Inspect Sling for serviceability update color code for appropriate Inspection periodfot
THR-SES | 40 | Quarterly-WA2-Slings Inspection for Color Coding | Slings, Nylon, Work Area 2 | THR-LD-NYLN-WA2 | 19000000 | THR-WA2-LD-56-18 | Inspect Sling for serviceability update color code for appropriate Inspection periodfot
THR-SES | 40 | Quarterly-WA2-Slings Inspection for Color Coding | Slings, Nylon, Work Area 2 | THR-LD-NYLN-WA2 | 11000000 | THR-WA2-LD-496-6 | Inspect Sling for serviceability update color code for appropriate Inspection periodfot
THR-SES | 40 | Quarterly-WA2-Slings Inspection for Color Coding | Slings, Nylon, Work Area 2 | THR-LD-NYLN-WA2 | 22000000 | THR-WA2-LD-744-4 | Inspect Sling for serviceability update color code for appropriate Inspection periodfot
THR-SES | 40 | Quarterly-WA2-Slings Inspection for Color Coding | Slings, Nylon, Work Area 2 | THR-LD-NYLN-WA2 | 12000000 | THR-WA2-LD-963-1 | Inspect Sling for serviceability update color code for appropriate Inspection periodfot
THR-SES | 40 | Quarterly-WA2-Slings Inspection for Color Coding | Slings, Nylon, Work Area 2 | THR-LD-NYLN-WA2 | 23000000 | THR-WA2-LD-64-23 | Inspect Sling for serviceability update color code for appropriate Inspection periodfot
THR-SES | 40 | Quarterly-WA2-Slings Inspection for Color Coding | Slings, Nylon, Work Area 2 | THR-LD-NYLN-WA2 | 15000000 | THR-WA2-LD-800-2 | Inspect Sling for serviceability update color code for appropriate Inspection periodfot
THR-SES | 40 | Quarterly-WA2-Slings Inspection for Color Coding | Slings, Nylon, Work Area 2 | THR-LD-NYLN-WA2 | 28000000 | THR-WA2-LD-64-38 | Inspect Sling for serviceability update color code for appropriate Inspection periodfot
THR-SES | 40 | Quarterly-WA2-Slings Inspection for Color Coding | Slings, Nylon, Work Area 2 | THR-LD-NYLN-WA2 | 17000000 | THR-WA2-LD-889-7 | Inspect Sling for serviceability update color code for appropriate Inspection periodfot
THR-SES | 40 | Quarterly-WA2-Slings Inspection for Color Coding | Slings, Nylon, Work Area 2 | THR-LD-NYLN-WA2 | 31000000 | THR-WA2-LD-63-21 | Inspect Sling for serviceability update color code for appropriate Inspection periodfot
THR-SES | 40 | Quarterly-WA2-Slings Inspection for Color Coding | Slings, Nylon, Work Area 2 | THR-LD-NYLN-WA2 | 18000000 | THR-WA2-LD-56-22 | Inspect Sling for serviceability update color code for appropriate Inspection periodfot
THR-SES | 40 | Quarterly-WA2-Slings Inspection for Color Coding | Slings, Nylon, Work Area 2 | THR-LD-NYLN-WA2 | 34000000 | THR-WA2-LD-4080-1 | Inspect Sling for serviceability update color code for appropriate Inspection periodfot
THR-SES | 40 | Quarterly-WA2-Slings Inspection for Color Coding | Slings, Nylon, Work Area 2 | THR-LD-NYLN-WA2 | 20000000 | THR-WA2-LD-56-23 | Inspect Sling for serviceability update color code for appropriate Inspection periodfot
THR-SES | 40 | Quarterly-WA2-Slings Inspection for Color Coding | Slings, Nylon, Work Area 2 | THR-LD-NYLN-WA2 | 35000000 | THR-WA2-LD-4080-2 | Inspect Sling for serviceability update color code for appropriate Inspection periodfot
THR-SES | 40 | Quarterly-WA2-Slings Inspection for Color Coding | Slings, Nylon, Work Area 2 | THR-LD-NYLN-WA2 | 21000000 | THR-WA2-LD-56-19 | Inspect Sling for serviceability update color code for appropriate Inspection periodfot
THR-SES | 40 | Quarterly-WA2-Slings Inspection for Color Coding | Slings, Nylon, Work Area 2 | THR-LD-NYLN-WA2 | 40000000 | THR-WA2-LD-57-25 | Inspect Sling for serviceability update color code for appropriate Inspection periodfot
THR-SES | 40 | Quarterly-WA2-Slings Inspection for Color Coding | Slings, Nylon, Work Area 2 | THR-LD-NYLN-WA2 | 24000000 | THR-WA2-LD-18-54 | Inspect Sling for serviceability update color code for appropriate Inspection periodfot
THR-SES | 40 | Quarterly-WA2-Slings Inspection for Color Coding | Slings, Nylon, Work Area 2 | THR-LD-NYLN-WA2 | 41000000 | THR-WA2-LD-195-1 | Inspect Sling for serviceability update color code for appropriate Inspection periodfot
THR-SES | 40 | Quarterly-WA2-Slings Inspection for Color Coding | Slings, Nylon, Work Area 2 | THR-LD-NYLN-WA2 | 25000000 | THR-WA2-LD-18-57 | Inspect Sling for serviceability update color code for appropriate Inspection periodfot
THR-SES | 40 | Quarterly-WA2-Slings Inspection for Color Coding | Slings, Nylon, Work Area 2 | THR-LD-NYLN-WA2 | 42000000 | THR-WA2-LD-195-6 | Inspect Sling for serviceability update color code for appropriate Inspection periodfot
THR-SES | 40 | Quarterly-WA2-Slings Inspection for Color Coding | Slings, Nylon, Work Area 2 | THR-LD-NYLN-WA2 | 26000000 | THR-WA2-LD-12-48 | Inspect Sling for serviceability update color code for appropriate Inspection periodfot
THR-SES | 40 | Quarterly-WA2-Slings Inspection for Color Coding | Slings, Nylon, Work Area 2 | THR-LD-NYLN-WA2 | 43000000 | THR-WA2-LD-95-37 | Inspect Sling for serviceability update color code for appropriate Inspection periodfot
THR-SES | 40 | Quarterly-WA2-Slings Inspection for Color Coding | Slings, Nylon, Work Area 2 | THR-LD-NYLN-WA2 | 27000000 | THR-WA2-LD-64-58 | Inspect Sling for serviceability update color code for appropriate Inspection periodfot
THR-SES | 40 | Quarterly-WA2-Slings Inspection for Color Coding | Slings, Nylon, Work Area 2 | THR-LD-NYLN-WA2 | 29000000 | THR-WA2-LD-87-27 | Inspect Sling for serviceability update color code for appropriate Inspection periodfot
THR-SES | 40 | Quarterly-WA2-Slings Inspection for Color Coding | Slings, Nylon, Work Area 2 | THR-LD-NYLN-WA2 | 30000000 | THR-WA2-LD-63-25 | Inspect Sling for serviceability update color code for appropriate Inspection periodfot
THR-SES | 40 | Quarterly-WA2-Slings Inspection for Color Coding | Slings, Nylon, Work Area 2 | THR-LD-NYLN-WA2 | 32000000 | THR-WA2-LD-63-46 | Inspect Sling for serviceability update color code for appropriate Inspection periodfot
THR-SES | 40 | Quarterly-WA2-Slings Inspection for Color Coding | Slings, Nylon, Work Area 2 | THR-LD-NYLN-WA2 | 33000000 | THR-WA2-LD-34-41 | Inspect Sling for serviceability update color code for appropriate Inspection periodfot
THR-SES | 40 | Quarterly-WA2-Slings Inspection for Color Coding | Slings, Nylon, Work Area 2 | THR-LD-NYLN-WA2 | 36000000 | THR-WA2-LD-4080-3 | Inspect Sling for serviceability update color code for appropriate Inspection periodfot
THR-SES | 40 | Quarterly-WA2-Slings Inspection for Color Coding | Slings, Nylon, Work Area 2 | THR-LD-NYLN-WA2 | 37000000 | THR-WA2-LD-4080-4 | Inspect Sling for serviceability update color code for appropriate Inspection periodfot
THR-SES | 40 | Quarterly-WA2-Slings Inspection for Color Coding | Slings, Nylon, Work Area 2 | THR-LD-NYLN-WA2 | 38000000 | THR-WA2-LD-57-26 | Inspect Sling for serviceability update color code for appropriate Inspection periodfot
THR-SES | 40 | Quarterly-WA2-Slings Inspection for Color Coding | Slings, Nylon, Work Area 2 | THR-LD-NYLN-WA2 | 39000000 | THR-WA2-LD-57-27 | Inspect Sling for serviceability update color code for appropriate Inspection periodfot
THR-THK | 1 | Weekly - IMM TWAS pump buffer oil check and verifications of pressure | TWAS Transfer Pumps & Holding Tanks | THR-THK-P-TWAS | 1000000 | THR-THK-P-5010 | TWAS transfer pump Oil checks and inspection of mechanical seal buffer oil level and pressure as per for
THR-THK | 1 | Weekly - IMM TWAS pump buffer oil check and verifications of pressure | TWAS Transfer Pumps & Holding Tanks | THR-THK-P-TWAS | 2000000 | THR-THK-P-5020 | TWAS transfer pump Oil checks and inspection of mechanical seal buffer oil level and pressure as per for
THR-THK | 1 | Weekly - IMM TWAS pump buffer oil check and verifications of pressure | TWAS Transfer Pumps & Holding Tanks | THR-THK-P-TWAS | 3000000 | THR-THK-P-5030 | TWAS transfer pump Oil checks and inspection of mechanical seal buffer oil level and pressure as per for
THR-THK | 1 | Weekly - IMM TWAS pump buffer oil check and verifications of pressure | TWAS Transfer Pumps & Holding Tanks | THR-THK-P-TWAS | 4000000 | THR-THK-P-5040 | TWAS transfer pump Oil checks and inspection of mechanical seal buffer oil level and pressure as per for
THR-THK | 1 | Weekly - IMM TWAS pump buffer oil check and verifications of pressure | TWAS Transfer Pumps & Holding Tanks | THR-THK-P-TWAS | 7000000 | THR-THK-P-5070 | TWAS transfer pump Oil checks and inspection of mechanical seal buffer oil level and pressure as per for
THR-THK | 1 | Weekly - IMM TWAS pump buffer oil check and verifications of pressure | TWAS Transfer Pumps & Holding Tanks | THR-THK-P-TWAS | 5000000 | THR-THK-P-5050 | TWAS transfer pump Oil checks and inspection of mechanical seal buffer oil level and pressure as per for
THR-THK | 1 | Weekly - IMM TWAS pump buffer oil check and verifications of pressure | TWAS Transfer Pumps & Holding Tanks | THR-THK-P-TWAS | 8000000 | THR-THK-P-5080 | TWAS transfer pump Oil checks and inspection of mechanical seal buffer oil level and pressure as per for
THR-THK | 1 | Weekly - IMM TWAS pump buffer oil check and verifications of pressure | TWAS Transfer Pumps & Holding Tanks | THR-THK-P-TWAS | 6000000 | THR-THK-P-5060 | TWAS transfer pump Oil checks and inspection of mechanical seal buffer oil level and pressure as per for
THR-THK | 2 | Plant technician-1 Month - centrifuge feed pump valve exercise tasks (A-1) | Centrifuge Feed Pumps | THR-THK-P-CF | 1000000 | THR-THK-V-3070A | Exercise the centrifuge feed pump isolation valve for
THR-THK | 2 | Plant technician-1 Month - centrifuge feed pump valve exercise tasks (A-1) | Centrifuge Feed Pumps | THR-THK-P-CF | 2000000 | THR-THK-V-3070B | Exercise the centrifuge feed pump isolation valve for
THR-THK | 2 | Plant technician-1 Month - centrifuge feed pump valve exercise tasks (A-1) | Centrifuge Feed Pumps | THR-THK-P-CF | 7000000 | THR-THK-V-3040A | Exercise the centrifuge feed pump isolation valve for
THR-THK | 2 | Plant technician-1 Month - centrifuge feed pump valve exercise tasks (A-1) | Centrifuge Feed Pumps | THR-THK-P-CF | 3000000 | THR-THK-V-3060A | Exercise the centrifuge feed pump isolation valve for
THR-THK | 2 | Plant technician-1 Month - centrifuge feed pump valve exercise tasks (A-1) | Centrifuge Feed Pumps | THR-THK-P-CF | 8000000 | THR-THK-V-3040B | Exercise the centrifuge feed pump isolation valve for
THR-THK | 2 | Plant technician-1 Month - centrifuge feed pump valve exercise tasks (A-1) | Centrifuge Feed Pumps | THR-THK-P-CF | 4000000 | THR-THK-V-3060B | Exercise the centrifuge feed pump isolation valve for
THR-THK | 2 | Plant technician-1 Month - centrifuge feed pump valve exercise tasks (A-1) | Centrifuge Feed Pumps | THR-THK-P-CF | 9000000 | THR-THK-V-3030A | Exercise the centrifuge feed pump isolation valve for
THR-THK | 2 | Plant technician-1 Month - centrifuge feed pump valve exercise tasks (A-1) | Centrifuge Feed Pumps | THR-THK-P-CF | 5000000 | THR-THK-V-3050A | Exercise the centrifuge feed pump isolation valve for
THR-THK | 2 | Plant technician-1 Month - centrifuge feed pump valve exercise tasks (A-1) | Centrifuge Feed Pumps | THR-THK-P-CF | 12000000 | THR-THK-V-3020B | Exercise the centrifuge feed pump isolation valve for
THR-THK | 2 | Plant technician-1 Month - centrifuge feed pump valve exercise tasks (A-1) | Centrifuge Feed Pumps | THR-THK-P-CF | 6000000 | THR-THK-V-3050B | Exercise the centrifuge feed pump isolation valve for
THR-THK | 2 | Plant technician-1 Month - centrifuge feed pump valve exercise tasks (A-1) | Centrifuge Feed Pumps | THR-THK-P-CF | 14000000 | THR-THK-V-3010B | Exercise the centrifuge feed pump isolation valve for
THR-THK | 2 | Plant technician-1 Month - centrifuge feed pump valve exercise tasks (A-1) | Centrifuge Feed Pumps | THR-THK-P-CF | 10000000 | THR-THK-V-3030B | Exercise the centrifuge feed pump isolation valve for
THR-THK | 2 | Plant technician-1 Month - centrifuge feed pump valve exercise tasks (A-1) | Centrifuge Feed Pumps | THR-THK-P-CF | 11000000 | THR-THK-V-3020A | Exercise the centrifuge feed pump isolation valve for
THR-THK | 2 | Plant technician-1 Month - centrifuge feed pump valve exercise tasks (A-1) | Centrifuge Feed Pumps | THR-THK-P-CF | 13000000 | THR-THK-V-3010A | Exercise the centrifuge feed pump isolation valve for
THR-THK | 3 | Plant technician-1 Month - TWAS transfer pump isolation valve exercise tasks (AS PER LIST OF ACTIVITIES) | TWAS Transfer Pumps & Holding Tanks | THR-THK-P-TWAS | 1000000 | THR-THK-V-5080A | Exercise the TWAS isolation valve for
THR-THK | 3 | Plant technician-1 Month - TWAS transfer pump isolation valve exercise tasks (AS PER LIST OF ACTIVITIES) | TWAS Transfer Pumps & Holding Tanks | THR-THK-P-TWAS | 9000000 | THR-THK-V-5040A | Exercise the TWAS isolation valve for
THR-THK | 3 | Plant technician-1 Month - TWAS transfer pump isolation valve exercise tasks (AS PER LIST OF ACTIVITIES) | TWAS Transfer Pumps & Holding Tanks | THR-THK-P-TWAS | 2000000 | THR-THK-V-5080B | Exercise the TWAS isolation valve for
THR-THK | 3 | Plant technician-1 Month - TWAS transfer pump isolation valve exercise tasks (AS PER LIST OF ACTIVITIES) | TWAS Transfer Pumps & Holding Tanks | THR-THK-P-TWAS | 11000000 | THR-THK-V-5030A | Exercise the TWAS isolation valve for
THR-THK | 3 | Plant technician-1 Month - TWAS transfer pump isolation valve exercise tasks (AS PER LIST OF ACTIVITIES) | TWAS Transfer Pumps & Holding Tanks | THR-THK-P-TWAS | 3000000 | THR-THK-V-5070A | Exercise the TWAS isolation valve for
THR-THK | 3 | Plant technician-1 Month - TWAS transfer pump isolation valve exercise tasks (AS PER LIST OF ACTIVITIES) | TWAS Transfer Pumps & Holding Tanks | THR-THK-P-TWAS | 16000000 | THR-THK-V-5010B | Exercise the TWAS isolation valve for
THR-THK | 3 | Plant technician-1 Month - TWAS transfer pump isolation valve exercise tasks (AS PER LIST OF ACTIVITIES) | TWAS Transfer Pumps & Holding Tanks | THR-THK-P-TWAS | 4000000 | THR-THK-V-5070B | Exercise the TWAS isolation valve for
THR-THK | 3 | Plant technician-1 Month - TWAS transfer pump isolation valve exercise tasks (AS PER LIST OF ACTIVITIES) | TWAS Transfer Pumps & Holding Tanks | THR-THK-P-TWAS | 5000000 | THR-THK-V-5060A | Exercise the TWAS isolation valve for
THR-THK | 3 | Plant technician-1 Month - TWAS transfer pump isolation valve exercise tasks (AS PER LIST OF ACTIVITIES) | TWAS Transfer Pumps & Holding Tanks | THR-THK-P-TWAS | 6000000 | THR-THK-V-5060B | Exercise the TWAS isolation valve for
THR-THK | 3 | Plant technician-1 Month - TWAS transfer pump isolation valve exercise tasks (AS PER LIST OF ACTIVITIES) | TWAS Transfer Pumps & Holding Tanks | THR-THK-P-TWAS | 7000000 | THR-THK-V-5050A | Exercise the TWAS isolation valve for
THR-THK | 3 | Plant technician-1 Month - TWAS transfer pump isolation valve exercise tasks (AS PER LIST OF ACTIVITIES) | TWAS Transfer Pumps & Holding Tanks | THR-THK-P-TWAS | 8000000 | THR-THK-V-5050B | Exercise the TWAS isolation valve for
THR-THK | 3 | Plant technician-1 Month - TWAS transfer pump isolation valve exercise tasks (AS PER LIST OF ACTIVITIES) | TWAS Transfer Pumps & Holding Tanks | THR-THK-P-TWAS | 10000000 | THR-THK-V-5040B | Exercise the TWAS isolation valve for
THR-THK | 3 | Plant technician-1 Month - TWAS transfer pump isolation valve exercise tasks (AS PER LIST OF ACTIVITIES) | TWAS Transfer Pumps & Holding Tanks | THR-THK-P-TWAS | 12000000 | THR-THK-V-5030B | Exercise the TWAS isolation valve for
THR-THK | 3 | Plant technician-1 Month - TWAS transfer pump isolation valve exercise tasks (AS PER LIST OF ACTIVITIES) | TWAS Transfer Pumps & Holding Tanks | THR-THK-P-TWAS | 13000000 | THR-THK-V-5020A | Exercise the TWAS isolation valve for
THR-THK | 3 | Plant technician-1 Month - TWAS transfer pump isolation valve exercise tasks (AS PER LIST OF ACTIVITIES) | TWAS Transfer Pumps & Holding Tanks | THR-THK-P-TWAS | 14000000 | THR-THK-V-5020B | Exercise the TWAS isolation valve for
THR-THK | 3 | Plant technician-1 Month - TWAS transfer pump isolation valve exercise tasks (AS PER LIST OF ACTIVITIES) | TWAS Transfer Pumps & Holding Tanks | THR-THK-P-TWAS | 15000000 | THR-THK-V-5010A | Exercise the TWAS isolation valve for
THR-THK | 4 | Plant technician-1 Month - Centrate pump isolation valve exercise tasks (A-1) (AS PER ACTIVITY LIST) | Centrate Transfer Pump | THR-THK-P-6011 | 1000000 | THR-THK-V-6011A | Exercise the centrate pump isolation valve
THR-THK | 4 | Plant technician-1 Month - Centrate pump isolation valve exercise tasks (A-1) (AS PER ACTIVITY LIST) | Centrate Transfer Pump | THR-THK-P-6011 | 2000000 | THR-THK-V-6011B | Exercise the centrate pump isolation valve
THR-THK | 4 | Plant technician-1 Month - Centrate pump isolation valve exercise tasks (A-1) (AS PER ACTIVITY LIST) | Centrate Transfer Pump | THR-THK-P-6012 | 1000000 | THR-THK-V-6012A | Exercise the centrate pump isolation valve
THR-THK | 4 | Plant technician-1 Month - Centrate pump isolation valve exercise tasks (A-1) (AS PER ACTIVITY LIST) | Centrate Transfer Pump | THR-THK-P-6012 | 2000000 | THR-THK-V-6012B | Exercise the centrate pump isolation valve
THR-THK | 4 | Plant technician-1 Month - Centrate pump isolation valve exercise tasks (A-1) (AS PER ACTIVITY LIST) | Centrate Transfer Pump | THR-THK-P-6013 | 1000000 | THR-THK-V-6013A | Exercise the centrate pump isolation valve
THR-THK | 4 | Plant technician-1 Month - Centrate pump isolation valve exercise tasks (A-1) (AS PER ACTIVITY LIST) | Centrate Transfer Pump | THR-THK-P-6013 | 2000000 | THR-THK-V-6013B | Exercise the centrate pump isolation valve
THR-THK | 4 | Plant technician-1 Month - Centrate pump isolation valve exercise tasks (A-1) (AS PER ACTIVITY LIST) | Centrate Transfer Pump | THR-THK-P-6014 | 1000000 | THR-THK-V-6014A | Exercise the centrate pump isolation valve
THR-THK | 4 | Plant technician-1 Month - Centrate pump isolation valve exercise tasks (A-1) (AS PER ACTIVITY LIST) | Centrate Transfer Pump | THR-THK-P-6014 | 2000000 | THR-THK-V-6014B | Exercise the centrate pump isolation valve
THR-THK | 5 | Plant technician-1 Month - MTI isolation valve exercise tasks | MTI Transfer Pump | THR-THK-P-7010 | 2000000 | THR-THK-V-7010B | Exercise the MTI isolation valve
THR-THK | 5 | Plant technician-1 Month - MTI isolation valve exercise tasks | MTI Transfer Pump | THR-THK-P-7010 | 1000000 | THR-THK-V-7010A | Exercise the MTI isolation valve
THR-THK | 5 | Plant technician-1 Month - MTI isolation valve exercise tasks | MTI Transfer Pump | THR-THK-P-7020 | 2000000 | THR-THK-V-7020B | Exercise the MTI isolation valve
THR-THK | 5 | Plant technician-1 Month - MTI isolation valve exercise tasks | MTI Transfer Pump | THR-THK-P-7020 | 1000000 | THR-THK-V-7020A | Exercise the MTI isolation valve
THR-THK | 38 | 1 Year - IMM Exercise the WAS storage isolation valve. | WAS Storage Tanks & Headers | THR-THK-T | 1000000 | THR-THK-V-0001 | Exercise the WAS storage isolation valve
THR-THK | 38 | 1 Year - IMM Exercise the WAS storage isolation valve. | WAS Storage Tanks & Headers | THR-THK-T | 2000000 | THR-THK-V-0002 | Exercise the WAS storage isolation valve
THR-THK | 38 | 1 Year - IMM Exercise the WAS storage isolation valve. | WAS Storage Tanks & Headers | THR-THK-T | 3000000 | THR-THK-V-0003 | Exercise the WAS storage isolation valve
THR-THK | 38 | 1 Year - IMM Exercise the WAS storage isolation valve. | WAS Storage Tanks & Headers | THR-THK-T | 4000000 | THR-THK-V-0004 | Exercise the WAS storage isolation valve
THR-THK | 38 | 1 Year - IMM Exercise the WAS storage isolation valve. | WAS Storage Tanks & Headers | THR-THK-T | 5000000 | THR-THK-V-0005 | Exercise the WAS storage isolation valve
THR-THK | 38 | 1 Year - IMM Exercise the WAS storage isolation valve. | WAS Storage Tanks & Headers | THR-THK-T | 7000000 | THR-THK-V-0011 | Exercise the WAS storage isolation valve
THR-THK | 38 | 1 Year - IMM Exercise the WAS storage isolation valve. | WAS Storage Tanks & Headers | THR-THK-T | 6000000 | THR-THK-V-0006 | Exercise the WAS storage isolation valve
THR-THK | 38 | 1 Year - IMM Exercise the WAS storage isolation valve. | WAS Storage Tanks & Headers | THR-THK-T | 10000000 | THR-THK-V-0014 | Exercise the WAS storage isolation valve
THR-THK | 38 | 1 Year - IMM Exercise the WAS storage isolation valve. | WAS Storage Tanks & Headers | THR-THK-T | 8000000 | THR-THK-V-0012 | Exercise the WAS storage isolation valve
THR-THK | 38 | 1 Year - IMM Exercise the WAS storage isolation valve. | WAS Storage Tanks & Headers | THR-THK-T | 11000000 | THR-THK-V-0015 | Exercise the WAS storage isolation valve
THR-THK | 38 | 1 Year - IMM Exercise the WAS storage isolation valve. | WAS Storage Tanks & Headers | THR-THK-T | 9000000 | THR-THK-V-0013 | Exercise the WAS storage isolation valve
THR-THK | 38 | 1 Year - IMM Exercise the WAS storage isolation valve. | WAS Storage Tanks & Headers | THR-THK-T | 12000000 | THR-THK-V-0016 | Exercise the WAS storage isolation valve
THR-THK | 38 | 1 Year - IMM Exercise the WAS storage isolation valve. | WAS Storage Tanks & Headers | THR-THK-T | 13000000 | THR-THK-V-9001 | Exercise the WAS storage isolation valve
THR-THK | 38 | 1 Year - IMM Exercise the WAS storage isolation valve. | WAS Storage Tanks & Headers | THR-THK-T | 14000000 | THR-THK-V-9002 | Exercise the WAS storage isolation valve
THR-THK | 38 | 1 Year - IMM Exercise the WAS storage isolation valve. | WAS Storage Tanks & Headers | THR-THK-T | 15000000 | THR-THK-V-9003 | Exercise the WAS storage isolation valve
THR-THK | 38 | 1 Year - IMM Exercise the WAS storage isolation valve. | WAS Storage Tanks & Headers | THR-THK-T | 16000000 | THR-THK-V-9004 | Exercise the WAS storage isolation valve
THR-THK | 38 | 1 Year - IMM Exercise the WAS storage isolation valve. | WAS Storage Tanks & Headers | THR-THK-T | 17000000 | THR-THK-V-9005 | Exercise the WAS storage isolation valve
THR-THK | 38 | 1 Year - IMM Exercise the WAS storage isolation valve. | WAS Storage Tanks & Headers | THR-THK-T | 18000000 | THR-THK-V-9006 | Exercise the WAS storage isolation valve
THR-THK | 38 | 1 Year - IMM Exercise the WAS storage isolation valve. | WAS Storage Tanks & Headers | THR-THK-T | 19000000 | THR-THK-V-9007 | Exercise the WAS storage isolation valve
THR-THK | 38 | 1 Year - IMM Exercise the WAS storage isolation valve. | WAS Storage Tanks & Headers | THR-THK-T | 20000000 | THR-THK-V-9008 | Exercise the WAS storage isolation valve
THR-THK | 39 | 1 Year - IMM Exercise the centrifuge feed pump isolation valve. | Centrifuge Feed Pumps | THR-THK-P-CF | 3000000 | THR-THK-V-3011 | Exercise the centrifuge feed pump isolation valve
THR-THK | 39 | 1 Year - IMM Exercise the centrifuge feed pump isolation valve. | Centrifuge Feed Pumps | THR-THK-P-CF | 1000000 | THR-THK-V-3010A | Exercise the centrifuge feed pump isolation valve
THR-THK | 39 | 1 Year - IMM Exercise the centrifuge feed pump isolation valve. | Centrifuge Feed Pumps | THR-THK-P-CF | 4000000 | THR-THK-V-3012 | Exercise the centrifuge feed pump isolation valve
THR-THK | 39 | 1 Year - IMM Exercise the centrifuge feed pump isolation valve. | Centrifuge Feed Pumps | THR-THK-P-CF | 2000000 | THR-THK-V-3010B | Exercise the centrifuge feed pump isolation valve
THR-THK | 39 | 1 Year - IMM Exercise the centrifuge feed pump isolation valve. | Centrifuge Feed Pumps | THR-THK-P-CF | 6000000 | THR-THK-V-3020B | Exercise the centrifuge feed pump isolation valve
THR-THK | 39 | 1 Year - IMM Exercise the centrifuge feed pump isolation valve. | Centrifuge Feed Pumps | THR-THK-P-CF | 5000000 | THR-THK-V-3020A | Exercise the centrifuge feed pump isolation valve
THR-THK | 39 | 1 Year - IMM Exercise the centrifuge feed pump isolation valve. | Centrifuge Feed Pumps | THR-THK-P-CF | 11000000 | THR-THK-V-3031 | Exercise the centrifuge feed pump isolation valve
THR-THK | 39 | 1 Year - IMM Exercise the centrifuge feed pump isolation valve. | Centrifuge Feed Pumps | THR-THK-P-CF | 7000000 | THR-THK-V-3021 | Exercise the centrifuge feed pump isolation valve
THR-THK | 39 | 1 Year - IMM Exercise the centrifuge feed pump isolation valve. | Centrifuge Feed Pumps | THR-THK-P-CF | 13000000 | THR-THK-V-3040A | Exercise the centrifuge feed pump isolation valve
THR-THK | 39 | 1 Year - IMM Exercise the centrifuge feed pump isolation valve. | Centrifuge Feed Pumps | THR-THK-P-CF | 8000000 | THR-THK-V-3022 | Exercise the centrifuge feed pump isolation valve
THR-THK | 39 | 1 Year - IMM Exercise the centrifuge feed pump isolation valve. | Centrifuge Feed Pumps | THR-THK-P-CF | 14000000 | THR-THK-V-3040B | Exercise the centrifuge feed pump isolation valve
THR-THK | 39 | 1 Year - IMM Exercise the centrifuge feed pump isolation valve. | Centrifuge Feed Pumps | THR-THK-P-CF | 9000000 | THR-THK-V-3030A | Exercise the centrifuge feed pump isolation valve
THR-THK | 39 | 1 Year - IMM Exercise the centrifuge feed pump isolation valve. | Centrifuge Feed Pumps | THR-THK-P-CF | 16000000 | THR-THK-V-3042 | Exercise the centrifuge feed pump isolation valve
THR-THK | 39 | 1 Year - IMM Exercise the centrifuge feed pump isolation valve. | Centrifuge Feed Pumps | THR-THK-P-CF | 10000000 | THR-THK-V-3030B | Exercise the centrifuge feed pump isolation valve
THR-THK | 39 | 1 Year - IMM Exercise the centrifuge feed pump isolation valve. | Centrifuge Feed Pumps | THR-THK-P-CF | 18000000 | THR-THK-V-3050B | Exercise the centrifuge feed pump isolation valve
THR-THK | 39 | 1 Year - IMM Exercise the centrifuge feed pump isolation valve. | Centrifuge Feed Pumps | THR-THK-P-CF | 12000000 | THR-THK-V-3032 | Exercise the centrifuge feed pump isolation valve
THR-THK | 39 | 1 Year - IMM Exercise the centrifuge feed pump isolation valve. | Centrifuge Feed Pumps | THR-THK-P-CF | 20000000 | THR-THK-V-3052 | Exercise the centrifuge feed pump isolation valve
THR-THK | 39 | 1 Year - IMM Exercise the centrifuge feed pump isolation valve. | Centrifuge Feed Pumps | THR-THK-P-CF | 15000000 | THR-THK-V-3041 | Exercise the centrifuge feed pump isolation valve
THR-THK | 39 | 1 Year - IMM Exercise the centrifuge feed pump isolation valve. | Centrifuge Feed Pumps | THR-THK-P-CF | 21000000 | THR-THK-V-3060A | Exercise the centrifuge feed pump isolation valve
THR-THK | 39 | 1 Year - IMM Exercise the centrifuge feed pump isolation valve. | Centrifuge Feed Pumps | THR-THK-P-CF | 17000000 | THR-THK-V-3050A | Exercise the centrifuge feed pump isolation valve
THR-THK | 39 | 1 Year - IMM Exercise the centrifuge feed pump isolation valve. | Centrifuge Feed Pumps | THR-THK-P-CF | 22000000 | THR-THK-V-3060B | Exercise the centrifuge feed pump isolation valve
THR-THK | 39 | 1 Year - IMM Exercise the centrifuge feed pump isolation valve. | Centrifuge Feed Pumps | THR-THK-P-CF | 19000000 | THR-THK-V-3051 | Exercise the centrifuge feed pump isolation valve
THR-THK | 39 | 1 Year - IMM Exercise the centrifuge feed pump isolation valve. | Centrifuge Feed Pumps | THR-THK-P-CF | 23000000 | THR-THK-V-3061 | Exercise the centrifuge feed pump isolation valve
THR-THK | 39 | 1 Year - IMM Exercise the centrifuge feed pump isolation valve. | Centrifuge Feed Pumps | THR-THK-P-CF | 25000000 | THR-THK-V-3070A | Exercise the centrifuge feed pump isolation valve
THR-THK | 39 | 1 Year - IMM Exercise the centrifuge feed pump isolation valve. | Centrifuge Feed Pumps | THR-THK-P-CF | 24000000 | THR-THK-V-3062 | Exercise the centrifuge feed pump isolation valve
THR-THK | 39 | 1 Year - IMM Exercise the centrifuge feed pump isolation valve. | Centrifuge Feed Pumps | THR-THK-P-CF | 26000000 | THR-THK-V-3070B | Exercise the centrifuge feed pump isolation valve
THR-THK | 39 | 1 Year - IMM Exercise the centrifuge feed pump isolation valve. | Centrifuge Feed Pumps | THR-THK-P-CF | 28000000 | THR-THK-V-3072 | Exercise the centrifuge feed pump isolation valve
THR-THK | 39 | 1 Year - IMM Exercise the centrifuge feed pump isolation valve. | Centrifuge Feed Pumps | THR-THK-P-CF | 27000000 | THR-THK-V-3071 | Exercise the centrifuge feed pump isolation valve
THR-THK | 40 | 1 Year - IMM Exercise the centrifuge isolation valve. | Valve, Manual, Centrifuge TWAS Discharge Line | THR-THK-V-4012A | 2000000 | THR-THK-V-4012B | Exercise the centrifuge isolation valve
THR-THK | 40 | 1 Year - IMM Exercise the centrifuge isolation valve. | Valve, Manual, Centrifuge TWAS Discharge Line | THR-THK-V-4012A | 1000000 | THR-THK-V-4012A | Exercise the centrifuge isolation valve
THR-THK | 40 | 1 Year - IMM Exercise the centrifuge isolation valve. | Valve, Manual, Centrifuge TWAS Discharge Line | THR-THK-V-4012A | 3000000 | THR-THK-V-4013 | Exercise the centrifuge isolation valve
THR-THK | 40 | 1 Year - IMM Exercise the centrifuge isolation valve. | Valve, Manual, Centrifuge TWAS Discharge Line | THR-THK-V-4022A | 1000000 | THR-THK-V-4022A | Exercise the centrifuge isolation valve
THR-THK | 40 | 1 Year - IMM Exercise the centrifuge isolation valve. | Valve, Manual, Centrifuge TWAS Discharge Line | THR-THK-V-4022A | 2000000 | THR-THK-V-4022B | Exercise the centrifuge isolation valve
THR-THK | 40 | 1 Year - IMM Exercise the centrifuge isolation valve. | Valve, Manual, Centrifuge TWAS Discharge Line | THR-THK-V-4022A | 3000000 | THR-THK-V-4023 | Exercise the centrifuge isolation valve
THR-THK | 40 | 1 Year - IMM Exercise the centrifuge isolation valve. | Valve, Manual, Centrifuge TWAS Discharge Line | THR-THK-V-4032A | 1000000 | THR-THK-V-4032A | Exercise the centrifuge isolation valve
THR-THK | 40 | 1 Year - IMM Exercise the centrifuge isolation valve. | Valve, Manual, Centrifuge TWAS Discharge Line | THR-THK-V-4032A | 2000000 | THR-THK-V-4032B | Exercise the centrifuge isolation valve
THR-THK | 40 | 1 Year - IMM Exercise the centrifuge isolation valve. | Valve, Manual, Centrifuge TWAS Discharge Line | THR-THK-V-4032A | 3000000 | THR-THK-V-4033 | Exercise the centrifuge isolation valve
THR-THK | 40 | 1 Year - IMM Exercise the centrifuge isolation valve. | Valve, Manual, Centrifuge TWAS Discharge Line | THR-THK-V-4042A | 1000000 | THR-THK-V-4042A | Exercise the centrifuge isolation valve
THR-THK | 40 | 1 Year - IMM Exercise the centrifuge isolation valve. | Valve, Manual, Centrifuge TWAS Discharge Line | THR-THK-V-4042A | 2000000 | THR-THK-V-4042B | Exercise the centrifuge isolation valve
THR-THK | 40 | 1 Year - IMM Exercise the centrifuge isolation valve. | Valve, Manual, Centrifuge TWAS Discharge Line | THR-THK-V-4042A | 3000000 | THR-THK-V-4043 | Exercise the centrifuge isolation valve
THR-THK | 40 | 1 Year - IMM Exercise the centrifuge isolation valve. | Valve, Manual, Centrifuge TWAS Discharge Line | THR-THK-V-4052A | 1000000 | THR-THK-V-4052A | Exercise the centrifuge isolation valve
THR-THK | 40 | 1 Year - IMM Exercise the centrifuge isolation valve. | Valve, Manual, Centrifuge TWAS Discharge Line | THR-THK-V-4052A | 2000000 | THR-THK-V-4052B | Exercise the centrifuge isolation valve
THR-THK | 40 | 1 Year - IMM Exercise the centrifuge isolation valve. | Valve, Manual, Centrifuge TWAS Discharge Line | THR-THK-V-4052A | 3000000 | THR-THK-V-4053 | Exercise the centrifuge isolation valve
THR-THK | 40 | 1 Year - IMM Exercise the centrifuge isolation valve. | Valve, Manual, Centrifuge TWAS Discharge Line | THR-THK-V-4062A | 1000000 | THR-THK-V-4062A | Exercise the centrifuge isolation valve
THR-THK | 40 | 1 Year - IMM Exercise the centrifuge isolation valve. | Valve, Manual, Centrifuge TWAS Discharge Line | THR-THK-V-4062A | 2000000 | THR-THK-V-4062B | Exercise the centrifuge isolation valve
THR-THK | 40 | 1 Year - IMM Exercise the centrifuge isolation valve. | Valve, Manual, Centrifuge TWAS Discharge Line | THR-THK-V-4062A | 3000000 | THR-THK-V-4063 | Exercise the centrifuge isolation valve
THR-THK | 40 | 1 Year - IMM Exercise the centrifuge isolation valve. | Valve, Manual, Centrifuge TWAS Discharge Line | THR-THK-V-4072A | 1000000 | THR-THK-V-4072A | Exercise the centrifuge isolation valve
THR-THK | 40 | 1 Year - IMM Exercise the centrifuge isolation valve. | Valve, Manual, Centrifuge TWAS Discharge Line | THR-THK-V-4072A | 2000000 | THR-THK-V-4072B | Exercise the centrifuge isolation valve
THR-THK | 40 | 1 Year - IMM Exercise the centrifuge isolation valve. | Valve, Manual, Centrifuge TWAS Discharge Line | THR-THK-V-4072A | 3000000 | THR-THK-V-4073 | Exercise the centrifuge isolation valve
THR-THK | 41 | 1 Year - IMM Exercise the TWAS isolation valve. | TWAS Transfer Pumps & Holding Tanks | THR-THK-P-TWAS | 1000000 | THR-THK-V-5010A | Exercise the TWAS isolation valve
THR-THK | 41 | 1 Year - IMM Exercise the TWAS isolation valve. | TWAS Transfer Pumps & Holding Tanks | THR-THK-P-TWAS | 2000000 | THR-THK-V-5010B | Exercise the TWAS isolation valve
THR-THK | 41 | 1 Year - IMM Exercise the TWAS isolation valve. | TWAS Transfer Pumps & Holding Tanks | THR-THK-P-TWAS | 4000000 | THR-THK-V-5012A | Exercise the TWAS isolation valve
THR-THK | 41 | 1 Year - IMM Exercise the TWAS isolation valve. | TWAS Transfer Pumps & Holding Tanks | THR-THK-P-TWAS | 3000000 | THR-THK-V-5010C | Exercise the TWAS isolation valve
THR-THK | 41 | 1 Year - IMM Exercise the TWAS isolation valve. | TWAS Transfer Pumps & Holding Tanks | THR-THK-P-TWAS | 5000000 | THR-THK-V-5012B | Exercise the TWAS isolation valve
THR-THK | 41 | 1 Year - IMM Exercise the TWAS isolation valve. | TWAS Transfer Pumps & Holding Tanks | THR-THK-P-TWAS | 6000000 | THR-THK-V-5013 | Exercise the TWAS isolation valve
THR-THK | 41 | 1 Year - IMM Exercise the TWAS isolation valve. | TWAS Transfer Pumps & Holding Tanks | THR-THK-P-TWAS | 7000000 | THR-THK-V-5020A | Exercise the TWAS isolation valve
THR-THK | 41 | 1 Year - IMM Exercise the TWAS isolation valve. | TWAS Transfer Pumps & Holding Tanks | THR-THK-P-TWAS | 14000000 | THR-THK-V-5033 | Exercise the TWAS isolation valve
THR-THK | 41 | 1 Year - IMM Exercise the TWAS isolation valve. | TWAS Transfer Pumps & Holding Tanks | THR-THK-P-TWAS | 8000000 | THR-THK-V-5020B | Exercise the TWAS isolation valve
THR-THK | 41 | 1 Year - IMM Exercise the TWAS isolation valve. | TWAS Transfer Pumps & Holding Tanks | THR-THK-P-TWAS | 17000000 | THR-THK-V-5040A | Exercise the TWAS isolation valve
THR-THK | 41 | 1 Year - IMM Exercise the TWAS isolation valve. | TWAS Transfer Pumps & Holding Tanks | THR-THK-P-TWAS | 9000000 | THR-THK-V-5020C | Exercise the TWAS isolation valve
THR-THK | 41 | 1 Year - IMM Exercise the TWAS isolation valve. | TWAS Transfer Pumps & Holding Tanks | THR-THK-P-TWAS | 18000000 | THR-THK-V-5040B | Exercise the TWAS isolation valve
THR-THK | 41 | 1 Year - IMM Exercise the TWAS isolation valve. | TWAS Transfer Pumps & Holding Tanks | THR-THK-P-TWAS | 10000000 | THR-THK-V-5023 | Exercise the TWAS isolation valve
THR-THK | 41 | 1 Year - IMM Exercise the TWAS isolation valve. | TWAS Transfer Pumps & Holding Tanks | THR-THK-P-TWAS | 19000000 | THR-THK-V-5040C | Exercise the TWAS isolation valve
THR-THK | 41 | 1 Year - IMM Exercise the TWAS isolation valve. | TWAS Transfer Pumps & Holding Tanks | THR-THK-P-TWAS | 11000000 | THR-THK-V-5030A | Exercise the TWAS isolation valve
THR-THK | 41 | 1 Year - IMM Exercise the TWAS isolation valve. | TWAS Transfer Pumps & Holding Tanks | THR-THK-P-TWAS | 21000000 | THR-THK-V-5050A | Exercise the TWAS isolation valve
THR-THK | 41 | 1 Year - IMM Exercise the TWAS isolation valve. | TWAS Transfer Pumps & Holding Tanks | THR-THK-P-TWAS | 12000000 | THR-THK-V-5030B | Exercise the TWAS isolation valve
THR-THK | 41 | 1 Year - IMM Exercise the TWAS isolation valve. | TWAS Transfer Pumps & Holding Tanks | THR-THK-P-TWAS | 23000000 | THR-THK-V-5050C | Exercise the TWAS isolation valve
THR-THK | 41 | 1 Year - IMM Exercise the TWAS isolation valve. | TWAS Transfer Pumps & Holding Tanks | THR-THK-P-TWAS | 13000000 | THR-THK-V-5030C | Exercise the TWAS isolation valve
THR-THK | 41 | 1 Year - IMM Exercise the TWAS isolation valve. | TWAS Transfer Pumps & Holding Tanks | THR-THK-P-TWAS | 26000000 | THR-THK-V-5056B | Exercise the TWAS isolation valve
THR-THK | 41 | 1 Year - IMM Exercise the TWAS isolation valve. | TWAS Transfer Pumps & Holding Tanks | THR-THK-P-TWAS | 15000000 | THR-THK-V-5034A | Exercise the TWAS isolation valve
THR-THK | 41 | 1 Year - IMM Exercise the TWAS isolation valve. | TWAS Transfer Pumps & Holding Tanks | THR-THK-P-TWAS | 27000000 | THR-THK-V-5060A | Exercise the TWAS isolation valve
THR-THK | 41 | 1 Year - IMM Exercise the TWAS isolation valve. | TWAS Transfer Pumps & Holding Tanks | THR-THK-P-TWAS | 16000000 | THR-THK-V-5034B | Exercise the TWAS isolation valve
THR-THK | 41 | 1 Year - IMM Exercise the TWAS isolation valve. | TWAS Transfer Pumps & Holding Tanks | THR-THK-P-TWAS | 28000000 | THR-THK-V-5060B | Exercise the TWAS isolation valve
THR-THK | 41 | 1 Year - IMM Exercise the TWAS isolation valve. | TWAS Transfer Pumps & Holding Tanks | THR-THK-P-TWAS | 20000000 | THR-THK-V-5043 | Exercise the TWAS isolation valve
THR-THK | 41 | 1 Year - IMM Exercise the TWAS isolation valve. | TWAS Transfer Pumps & Holding Tanks | THR-THK-P-TWAS | 29000000 | THR-THK-V-5060C | Exercise the TWAS isolation valve
THR-THK | 41 | 1 Year - IMM Exercise the TWAS isolation valve. | TWAS Transfer Pumps & Holding Tanks | THR-THK-P-TWAS | 22000000 | THR-THK-V-5050B | Exercise the TWAS isolation valve
THR-THK | 41 | 1 Year - IMM Exercise the TWAS isolation valve. | TWAS Transfer Pumps & Holding Tanks | THR-THK-P-TWAS | 30000000 | THR-THK-V-5063 | Exercise the TWAS isolation valve
THR-THK | 41 | 1 Year - IMM Exercise the TWAS isolation valve. | TWAS Transfer Pumps & Holding Tanks | THR-THK-P-TWAS | 24000000 | THR-THK-V-5053 | Exercise the TWAS isolation valve
THR-THK | 41 | 1 Year - IMM Exercise the TWAS isolation valve. | TWAS Transfer Pumps & Holding Tanks | THR-THK-P-TWAS | 31000000 | THR-THK-V-5070A | Exercise the TWAS isolation valve
THR-THK | 41 | 1 Year - IMM Exercise the TWAS isolation valve. | TWAS Transfer Pumps & Holding Tanks | THR-THK-P-TWAS | 25000000 | THR-THK-V-5056A | Exercise the TWAS isolation valve
THR-THK | 41 | 1 Year - IMM Exercise the TWAS isolation valve. | TWAS Transfer Pumps & Holding Tanks | THR-THK-P-TWAS | 32000000 | THR-THK-V-5070B | Exercise the TWAS isolation valve
THR-THK | 41 | 1 Year - IMM Exercise the TWAS isolation valve. | TWAS Transfer Pumps & Holding Tanks | THR-THK-P-TWAS | 33000000 | THR-THK-V-5070C | Exercise the TWAS isolation valve
THR-THK | 41 | 1 Year - IMM Exercise the TWAS isolation valve. | TWAS Transfer Pumps & Holding Tanks | THR-THK-P-TWAS | 34000000 | THR-THK-V-5073 | Exercise the TWAS isolation valve
THR-THK | 41 | 1 Year - IMM Exercise the TWAS isolation valve. | TWAS Transfer Pumps & Holding Tanks | THR-THK-P-TWAS | 35000000 | THR-THK-V-5078A | Exercise the TWAS isolation valve
THR-THK | 41 | 1 Year - IMM Exercise the TWAS isolation valve. | TWAS Transfer Pumps & Holding Tanks | THR-THK-P-TWAS | 36000000 | THR-THK-V-5078B | Exercise the TWAS isolation valve
THR-THK | 41 | 1 Year - IMM Exercise the TWAS isolation valve. | TWAS Transfer Pumps & Holding Tanks | THR-THK-P-TWAS | 38000000 | THR-THK-V-5080B | Exercise the TWAS isolation valve
THR-THK | 41 | 1 Year - IMM Exercise the TWAS isolation valve. | TWAS Transfer Pumps & Holding Tanks | THR-THK-P-TWAS | 37000000 | THR-THK-V-5080A | Exercise the TWAS isolation valve
THR-THK | 41 | 1 Year - IMM Exercise the TWAS isolation valve. | TWAS Transfer Pumps & Holding Tanks | THR-THK-P-TWAS | 41000000 | THR-THK-V-9021 | Exercise the TWAS isolation valve
THR-THK | 41 | 1 Year - IMM Exercise the TWAS isolation valve. | TWAS Transfer Pumps & Holding Tanks | THR-THK-P-TWAS | 39000000 | THR-THK-V-5080C | Exercise the TWAS isolation valve
THR-THK | 41 | 1 Year - IMM Exercise the TWAS isolation valve. | TWAS Transfer Pumps & Holding Tanks | THR-THK-P-TWAS | 45000000 | THR-THK-V-9025 | Exercise the TWAS isolation valve
THR-THK | 41 | 1 Year - IMM Exercise the TWAS isolation valve. | TWAS Transfer Pumps & Holding Tanks | THR-THK-P-TWAS | 40000000 | THR-THK-V-5083 | Exercise the TWAS isolation valve
THR-THK | 41 | 1 Year - IMM Exercise the TWAS isolation valve. | TWAS Transfer Pumps & Holding Tanks | THR-THK-P-TWAS | 46000000 | THR-THK-V-9026 | Exercise the TWAS isolation valve
THR-THK | 41 | 1 Year - IMM Exercise the TWAS isolation valve. | TWAS Transfer Pumps & Holding Tanks | THR-THK-P-TWAS | 42000000 | THR-THK-V-9022 | Exercise the TWAS isolation valve
THR-THK | 41 | 1 Year - IMM Exercise the TWAS isolation valve. | TWAS Transfer Pumps & Holding Tanks | THR-THK-P-TWAS | 48000000 | THR-THK-V-9028 | Exercise the TWAS isolation valve
THR-THK | 41 | 1 Year - IMM Exercise the TWAS isolation valve. | TWAS Transfer Pumps & Holding Tanks | THR-THK-P-TWAS | 43000000 | THR-THK-V-9023 | Exercise the TWAS isolation valve
THR-THK | 41 | 1 Year - IMM Exercise the TWAS isolation valve. | TWAS Transfer Pumps & Holding Tanks | THR-THK-P-TWAS | 44000000 | THR-THK-V-9024 | Exercise the TWAS isolation valve
THR-THK | 41 | 1 Year - IMM Exercise the TWAS isolation valve. | TWAS Transfer Pumps & Holding Tanks | THR-THK-P-TWAS | 47000000 | THR-THK-V-9027 | Exercise the TWAS isolation valve
THR-THK | 42 | 1 Year - IMM Exercise the centrate pump isolation valve. | Centrate Transfer Pumps & Tanks | THR-THK-P-CENT | 1000000 | THR-THK-V-6011A | Exercise the centrate pump isolation valve
THR-THK | 42 | 1 Year - IMM Exercise the centrate pump isolation valve. | Centrate Transfer Pumps & Tanks | THR-THK-P-CENT | 2000000 | THR-THK-V-6011B | Exercise the centrate pump isolation valve
THR-THK | 42 | 1 Year - IMM Exercise the centrate pump isolation valve. | Centrate Transfer Pumps & Tanks | THR-THK-P-CENT | 4000000 | THR-THK-V-6012B | Exercise the centrate pump isolation valve
THR-THK | 42 | 1 Year - IMM Exercise the centrate pump isolation valve. | Centrate Transfer Pumps & Tanks | THR-THK-P-CENT | 3000000 | THR-THK-V-6012A | Exercise the centrate pump isolation valve
THR-THK | 42 | 1 Year - IMM Exercise the centrate pump isolation valve. | Centrate Transfer Pumps & Tanks | THR-THK-P-CENT | 5000000 | THR-THK-V-6013A | Exercise the centrate pump isolation valve
THR-THK | 42 | 1 Year - IMM Exercise the centrate pump isolation valve. | Centrate Transfer Pumps & Tanks | THR-THK-P-CENT | 10000000 | THR-THK-V-6003 | Exercise the centrate pump isolation valve
THR-THK | 42 | 1 Year - IMM Exercise the centrate pump isolation valve. | Centrate Transfer Pumps & Tanks | THR-THK-P-CENT | 6000000 | THR-THK-V-6013B | Exercise the centrate pump isolation valve
THR-THK | 42 | 1 Year - IMM Exercise the centrate pump isolation valve. | Centrate Transfer Pumps & Tanks | THR-THK-P-CENT | 7000000 | THR-THK-V-6014A | Exercise the centrate pump isolation valve
THR-THK | 42 | 1 Year - IMM Exercise the centrate pump isolation valve. | Centrate Transfer Pumps & Tanks | THR-THK-P-CENT | 8000000 | THR-THK-V-6014B | Exercise the centrate pump isolation valve
THR-THK | 42 | 1 Year - IMM Exercise the centrate pump isolation valve. | Centrate Transfer Pumps & Tanks | THR-THK-P-CENT | 9000000 | THR-THK-V-6002 | Exercise the centrate pump isolation valve
THR-THK | 42 | 1 Year - IMM Exercise the centrate pump isolation valve. | Centrate Transfer Pumps & Tanks | THR-THK-P-CENT | 11000000 | THR-THK-V-6021 | Exercise the centrate pump isolation valve
THR-THK | 42 | 1 Year - IMM Exercise the centrate pump isolation valve. | Centrate Transfer Pumps & Tanks | THR-THK-P-CENT | 12000000 | THR-THK-V-6022 | Exercise the centrate pump isolation valve
THR-THK | 42 | 1 Year - IMM Exercise the centrate pump isolation valve. | Centrate Transfer Pumps & Tanks | THR-THK-P-CENT | 13000000 | THR-THK-V-6023 | Exercise the centrate pump isolation valve
THR-THK | 42 | 1 Year - IMM Exercise the centrate pump isolation valve. | Centrate Transfer Pumps & Tanks | THR-THK-P-CENT | 14000000 | THR-THK-V-6024 | Exercise the centrate pump isolation valve
THR-THK | 44 | 1 Year - IMM Exercise the centrifuge flushing isolation valve. | Centrifuge, Sludge Thickening | THR-THK-CF | 1000000 | THR-THK-V-9101 | Exercise the centrifuge flushing isolation valve
THR-THK | 44 | 1 Year - IMM Exercise the centrifuge flushing isolation valve. | Centrifuge, Sludge Thickening | THR-THK-CF | 5000000 | THR-THK-V-9106 | Exercise the centrifuge flushing isolation valve
THR-THK | 44 | 1 Year - IMM Exercise the centrifuge flushing isolation valve. | Centrifuge, Sludge Thickening | THR-THK-CF | 2000000 | THR-THK-V-9102 | Exercise the centrifuge flushing isolation valve
THR-THK | 44 | 1 Year - IMM Exercise the centrifuge flushing isolation valve. | Centrifuge, Sludge Thickening | THR-THK-CF | 6000000 | THR-THK-V-9201 | Exercise the centrifuge flushing isolation valve
THR-THK | 44 | 1 Year - IMM Exercise the centrifuge flushing isolation valve. | Centrifuge, Sludge Thickening | THR-THK-CF | 3000000 | THR-THK-V-9103 | Exercise the centrifuge flushing isolation valve
THR-THK | 44 | 1 Year - IMM Exercise the centrifuge flushing isolation valve. | Centrifuge, Sludge Thickening | THR-THK-CF | 9000000 | THR-THK-V-9204 | Exercise the centrifuge flushing isolation valve
THR-THK | 44 | 1 Year - IMM Exercise the centrifuge flushing isolation valve. | Centrifuge, Sludge Thickening | THR-THK-CF | 4000000 | THR-THK-V-9104 | Exercise the centrifuge flushing isolation valve
THR-THK | 44 | 1 Year - IMM Exercise the centrifuge flushing isolation valve. | Centrifuge, Sludge Thickening | THR-THK-CF | 11000000 | THR-THK-V-9301 | Exercise the centrifuge flushing isolation valve
THR-THK | 44 | 1 Year - IMM Exercise the centrifuge flushing isolation valve. | Centrifuge, Sludge Thickening | THR-THK-CF | 7000000 | THR-THK-V-9202 | Exercise the centrifuge flushing isolation valve
THR-THK | 44 | 1 Year - IMM Exercise the centrifuge flushing isolation valve. | Centrifuge, Sludge Thickening | THR-THK-CF | 12000000 | THR-THK-V-9302 | Exercise the centrifuge flushing isolation valve
THR-THK | 44 | 1 Year - IMM Exercise the centrifuge flushing isolation valve. | Centrifuge, Sludge Thickening | THR-THK-CF | 8000000 | THR-THK-V-9203 | Exercise the centrifuge flushing isolation valve
THR-THK | 44 | 1 Year - IMM Exercise the centrifuge flushing isolation valve. | Centrifuge, Sludge Thickening | THR-THK-CF | 16000000 | THR-THK-V-9401 | Exercise the centrifuge flushing isolation valve
THR-THK | 44 | 1 Year - IMM Exercise the centrifuge flushing isolation valve. | Centrifuge, Sludge Thickening | THR-THK-CF | 10000000 | THR-THK-V-9206 | Exercise the centrifuge flushing isolation valve
THR-THK | 44 | 1 Year - IMM Exercise the centrifuge flushing isolation valve. | Centrifuge, Sludge Thickening | THR-THK-CF | 17000000 | THR-THK-V-9402 | Exercise the centrifuge flushing isolation valve
THR-THK | 44 | 1 Year - IMM Exercise the centrifuge flushing isolation valve. | Centrifuge, Sludge Thickening | THR-THK-CF | 13000000 | THR-THK-V-9303 | Exercise the centrifuge flushing isolation valve
THR-THK | 44 | 1 Year - IMM Exercise the centrifuge flushing isolation valve. | Centrifuge, Sludge Thickening | THR-THK-CF | 18000000 | THR-THK-V-9403 | Exercise the centrifuge flushing isolation valve
THR-THK | 44 | 1 Year - IMM Exercise the centrifuge flushing isolation valve. | Centrifuge, Sludge Thickening | THR-THK-CF | 14000000 | THR-THK-V-9304 | Exercise the centrifuge flushing isolation valve
THR-THK | 44 | 1 Year - IMM Exercise the centrifuge flushing isolation valve. | Centrifuge, Sludge Thickening | THR-THK-CF | 19000000 | THR-THK-V-9404 | Exercise the centrifuge flushing isolation valve
THR-THK | 44 | 1 Year - IMM Exercise the centrifuge flushing isolation valve. | Centrifuge, Sludge Thickening | THR-THK-CF | 15000000 | THR-THK-V-9306 | Exercise the centrifuge flushing isolation valve
THR-THK | 44 | 1 Year - IMM Exercise the centrifuge flushing isolation valve. | Centrifuge, Sludge Thickening | THR-THK-CF | 22000000 | THR-THK-V-9502 | Exercise the centrifuge flushing isolation valve
THR-THK | 44 | 1 Year - IMM Exercise the centrifuge flushing isolation valve. | Centrifuge, Sludge Thickening | THR-THK-CF | 20000000 | THR-THK-V-9406 | Exercise the centrifuge flushing isolation valve
THR-THK | 44 | 1 Year - IMM Exercise the centrifuge flushing isolation valve. | Centrifuge, Sludge Thickening | THR-THK-CF | 24000000 | THR-THK-V-9504 | Exercise the centrifuge flushing isolation valve
THR-THK | 44 | 1 Year - IMM Exercise the centrifuge flushing isolation valve. | Centrifuge, Sludge Thickening | THR-THK-CF | 21000000 | THR-THK-V-9501 | Exercise the centrifuge flushing isolation valve
THR-THK | 44 | 1 Year - IMM Exercise the centrifuge flushing isolation valve. | Centrifuge, Sludge Thickening | THR-THK-CF | 26000000 | THR-THK-V-9601 | Exercise the centrifuge flushing isolation valve
THR-THK | 44 | 1 Year - IMM Exercise the centrifuge flushing isolation valve. | Centrifuge, Sludge Thickening | THR-THK-CF | 23000000 | THR-THK-V-9503 | Exercise the centrifuge flushing isolation valve
THR-THK | 44 | 1 Year - IMM Exercise the centrifuge flushing isolation valve. | Centrifuge, Sludge Thickening | THR-THK-CF | 27000000 | THR-THK-V-9602 | Exercise the centrifuge flushing isolation valve
THR-THK | 44 | 1 Year - IMM Exercise the centrifuge flushing isolation valve. | Centrifuge, Sludge Thickening | THR-THK-CF | 25000000 | THR-THK-V-9506 | Exercise the centrifuge flushing isolation valve
THR-THK | 44 | 1 Year - IMM Exercise the centrifuge flushing isolation valve. | Centrifuge, Sludge Thickening | THR-THK-CF | 28000000 | THR-THK-V-9603 | Exercise the centrifuge flushing isolation valve
THR-THK | 44 | 1 Year - IMM Exercise the centrifuge flushing isolation valve. | Centrifuge, Sludge Thickening | THR-THK-CF | 29000000 | THR-THK-V-9604 | Exercise the centrifuge flushing isolation valve
THR-THK | 44 | 1 Year - IMM Exercise the centrifuge flushing isolation valve. | Centrifuge, Sludge Thickening | THR-THK-CF | 30000000 | THR-THK-V-9606 | Exercise the centrifuge flushing isolation valve
THR-THK | 44 | 1 Year - IMM Exercise the centrifuge flushing isolation valve. | Centrifuge, Sludge Thickening | THR-THK-CF | 31000000 | THR-THK-V-9701 | Exercise the centrifuge flushing isolation valve
THR-THK | 44 | 1 Year - IMM Exercise the centrifuge flushing isolation valve. | Centrifuge, Sludge Thickening | THR-THK-CF | 35000000 | THR-THK-V-9706 | Exercise the centrifuge flushing isolation valve
THR-THK | 44 | 1 Year - IMM Exercise the centrifuge flushing isolation valve. | Centrifuge, Sludge Thickening | THR-THK-CF | 32000000 | THR-THK-V-9702 | Exercise the centrifuge flushing isolation valve
THR-THK | 44 | 1 Year - IMM Exercise the centrifuge flushing isolation valve. | Centrifuge, Sludge Thickening | THR-THK-CF | 33000000 | THR-THK-V-9703 | Exercise the centrifuge flushing isolation valve
THR-THK | 44 | 1 Year - IMM Exercise the centrifuge flushing isolation valve. | Centrifuge, Sludge Thickening | THR-THK-CF | 34000000 | THR-THK-V-9704 | Exercise the centrifuge flushing isolation valve
THR-THK | 45 | 1 Year - IMM Exercise the MTI isolation valve. | MTI Transfer Pumps & Sludge Holding Tanks | THR-THK-P-MTI | 1000000 | THR-THK-V-7001 | Exercise the MTI isolation valve
THR-THK | 45 | 1 Year - IMM Exercise the MTI isolation valve. | MTI Transfer Pumps & Sludge Holding Tanks | THR-THK-P-MTI | 4000000 | THR-THK-V-7020A | Exercise the MTI isolation valve
THR-THK | 45 | 1 Year - IMM Exercise the MTI isolation valve. | MTI Transfer Pumps & Sludge Holding Tanks | THR-THK-P-MTI | 2000000 | THR-THK-V-7010A | Exercise the MTI isolation valve
THR-THK | 45 | 1 Year - IMM Exercise the MTI isolation valve. | MTI Transfer Pumps & Sludge Holding Tanks | THR-THK-P-MTI | 5000000 | THR-THK-V-7020B | Exercise the MTI isolation valve
THR-THK | 45 | 1 Year - IMM Exercise the MTI isolation valve. | MTI Transfer Pumps & Sludge Holding Tanks | THR-THK-P-MTI | 3000000 | THR-THK-V-7010B | Exercise the MTI isolation valve
THR-THK | 45 | 1 Year - IMM Exercise the MTI isolation valve. | MTI Transfer Pumps & Sludge Holding Tanks | THR-THK-P-MTI | 7000000 | THR-THK-V-8112B | Exercise the MTI isolation valve
THR-THK | 45 | 1 Year - IMM Exercise the MTI isolation valve. | MTI Transfer Pumps & Sludge Holding Tanks | THR-THK-P-MTI | 6000000 | THR-THK-V-8112A | Exercise the MTI isolation valve
THR-THK | 45 | 1 Year - IMM Exercise the MTI isolation valve. | MTI Transfer Pumps & Sludge Holding Tanks | THR-THK-P-MTI | 8000000 | THR-THK-V-7051 | Exercise the MTI isolation valve
THR-THK | 45 | 1 Year - IMM Exercise the MTI isolation valve. | MTI Transfer Pumps & Sludge Holding Tanks | THR-THK-P-MTI | 9000000 | THR-THK-V-7052 | Exercise the MTI isolation valve
THR-THK | 45 | 1 Year - IMM Exercise the MTI isolation valve. | MTI Transfer Pumps & Sludge Holding Tanks | THR-THK-P-MTI | 11000000 | THR-THK-V-7054 | Exercise the MTI isolation valve
THR-THK | 45 | 1 Year - IMM Exercise the MTI isolation valve. | MTI Transfer Pumps & Sludge Holding Tanks | THR-THK-P-MTI | 10000000 | THR-THK-V-7053 | Exercise the MTI isolation valve
THR-THK | 45 | 1 Year - IMM Exercise the MTI isolation valve. | MTI Transfer Pumps & Sludge Holding Tanks | THR-THK-P-MTI | 12000000 | THR-THK-V-7055 | Exercise the MTI isolation valve
THR-THK | 45 | 1 Year - IMM Exercise the MTI isolation valve. | MTI Transfer Pumps & Sludge Holding Tanks | THR-THK-P-MTI | 13000000 | THR-THK-V-7056 | Exercise the MTI isolation valve
THR-THK | 45 | 1 Year - IMM Exercise the MTI isolation valve. | MTI Transfer Pumps & Sludge Holding Tanks | THR-THK-P-MTI | 14000000 | THR-THK-V-7057 | Exercise the MTI isolation valve
THR-THK | 51 | Yearly - EICT Functional testing and calibration methane gas analyzer. | Control Panel, Hazardous Gas Monitoring, Electrical Room | THR-THK-ANL-0004 | 4000000 | THR-THK-AIT-0011 | Calibration check and alarm testing of the methane gas detector sensors
THR-THK | 51 | Yearly - EICT Functional testing and calibration methane gas analyzer. | Control Panel, Hazardous Gas Monitoring, Electrical Room | THR-THK-ANL-0004 | 1000000 | THR-THK-AIT-0001 | Calibration check and alarm testing of the methane gas detector sensors
THR-THK | 51 | Yearly - EICT Functional testing and calibration methane gas analyzer. | Control Panel, Hazardous Gas Monitoring, Electrical Room | THR-THK-ANL-0004 | 5000000 | THR-THK-AIT-0012 | Calibration check and alarm testing of the methane gas detector sensors
THR-THK | 51 | Yearly - EICT Functional testing and calibration methane gas analyzer. | Control Panel, Hazardous Gas Monitoring, Electrical Room | THR-THK-ANL-0004 | 2000000 | THR-THK-AIT-0002 | Calibration check and alarm testing of the methane gas detector sensors
THR-THK | 51 | Yearly - EICT Functional testing and calibration methane gas analyzer. | Control Panel, Hazardous Gas Monitoring, Electrical Room | THR-THK-ANL-0004 | 3000000 | THR-THK-AIT-0003 | Calibration check and alarm testing of the methane gas detector sensors
THR-THK | 51 | Yearly - EICT Functional testing and calibration methane gas analyzer. | Control Panel, Hazardous Gas Monitoring, Electrical Room | THR-THK-ANL-0004 | 6000000 | THR-THK-AIT-0013 | Calibration check and alarm testing of the methane gas detector sensors
THR-THK | 57 | 10 Years - IMM Piping and valves inspections | Valve, Motorized Discharge Isolation, Centrifuge Feed Pump | THR-THK-V-3012 | 4000000 | THR-THK-V-3042 | Replacement of the centrifuge transfer pump discharge isolation valve motorized actuator lube oil
THR-THK | 57 | 10 Years - IMM Piping and valves inspections | Valve, Motorized Discharge Isolation, Centrifuge Feed Pump | THR-THK-V-3012 | 1000000 | THR-THK-V-3012 | Replacement of the centrifuge transfer pump discharge isolation valve motorized actuator lube oil
THR-THK | 57 | 10 Years - IMM Piping and valves inspections | Valve, Motorized Discharge Isolation, Centrifuge Feed Pump | THR-THK-V-3012 | 6000000 | THR-THK-V-3062 | Replacement of the centrifuge transfer pump discharge isolation valve motorized actuator lube oil
THR-THK | 57 | 10 Years - IMM Piping and valves inspections | Valve, Motorized Discharge Isolation, Centrifuge Feed Pump | THR-THK-V-3012 | 2000000 | THR-THK-V-3022 | Replacement of the centrifuge transfer pump discharge isolation valve motorized actuator lube oil
THR-THK | 57 | 10 Years - IMM Piping and valves inspections | Valve, Motorized Discharge Isolation, Centrifuge Feed Pump | THR-THK-V-3012 | 7000000 | THR-THK-V-3072 | Replacement of the centrifuge transfer pump discharge isolation valve motorized actuator lube oil
THR-THK | 57 | 10 Years - IMM Piping and valves inspections | Valve, Motorized Discharge Isolation, Centrifuge Feed Pump | THR-THK-V-3012 | 3000000 | THR-THK-V-3032 | Replacement of the centrifuge transfer pump discharge isolation valve motorized actuator lube oil
THR-THK | 57 | 10 Years - IMM Piping and valves inspections | Valve, Motorized Discharge Isolation, Centrifuge Feed Pump | THR-THK-V-3012 | 5000000 | THR-THK-V-3052 | Replacement of the centrifuge transfer pump discharge isolation valve motorized actuator lube oil
THR-THK | 57 | 10 Years - IMM Piping and valves inspections | Valve, Motorized Isolation, Centrifuge Flush Water Line | THR-THK-V-9106 | 2000000 | THR-THK-V-9206 | Replacement of the flush water line isolation valve motorized actuator lube oil
THR-THK | 57 | 10 Years - IMM Piping and valves inspections | Valve, Motorized Isolation, Centrifuge Flush Water Line | THR-THK-V-9106 | 5000000 | THR-THK-V-9506 | Replacement of the flush water line isolation valve motorized actuator lube oil
THR-THK | 57 | 10 Years - IMM Piping and valves inspections | Valve, Motorized Isolation, Centrifuge Flush Water Line | THR-THK-V-9106 | 1000000 | THR-THK-V-9106 | Replacement of the flush water line isolation valve motorized actuator lube oil
THR-THK | 57 | 10 Years - IMM Piping and valves inspections | Valve, Motorized Isolation, Centrifuge Flush Water Line | THR-THK-V-9106 | 7000000 | THR-THK-V-9706 | Replacement of the flush water line isolation valve motorized actuator lube oil
THR-THK | 57 | 10 Years - IMM Piping and valves inspections | Valve, Motorized Isolation, Centrifuge Flush Water Line | THR-THK-V-9106 | 3000000 | THR-THK-V-9306 | Replacement of the flush water line isolation valve motorized actuator lube oil
THR-THK | 57 | 10 Years - IMM Piping and valves inspections | Valve, Motorized Isolation, Centrifuge Flush Water Line | THR-THK-V-9106 | 4000000 | THR-THK-V-9406 | Replacement of the flush water line isolation valve motorized actuator lube oil
THR-THK | 57 | 10 Years - IMM Piping and valves inspections | Valve, Motorized Isolation, Centrifuge Flush Water Line | THR-THK-V-9106 | 6000000 | THR-THK-V-9606 | Replacement of the flush water line isolation valve motorized actuator lube oil
THR-THK | 59 | 6 Months - EICT Inspection and cleaning of VFD cabinets | Drive, Variable Frequency, Centrifuge Feed Pumps | THR-THK-DRV-CFP | 2000000 | THR-THK-DRV-3020 | Inspection and cleaning of VFD cabinets as per for
THR-THK | 59 | 6 Months - EICT Inspection and cleaning of VFD cabinets | Drive, Variable Frequency, Centrifuge Feed Pumps | THR-THK-DRV-CFP | 1000000 | THR-THK-DRV-3010 | Inspection and cleaning of VFD cabinets as per for
THR-THK | 59 | 6 Months - EICT Inspection and cleaning of VFD cabinets | Drive, Variable Frequency, Centrifuge Feed Pumps | THR-THK-DRV-CFP | 4000000 | THR-THK-DRV-3040 | Inspection and cleaning of VFD cabinets as per for
THR-THK | 59 | 6 Months - EICT Inspection and cleaning of VFD cabinets | Drive, Variable Frequency, Centrifuge Feed Pumps | THR-THK-DRV-CFP | 3000000 | THR-THK-DRV-3030 | Inspection and cleaning of VFD cabinets as per for
THR-THK | 59 | 6 Months - EICT Inspection and cleaning of VFD cabinets | Drive, Variable Frequency, Centrifuge Feed Pumps | THR-THK-DRV-CFP | 6000000 | THR-THK-DRV-3060 | Inspection and cleaning of VFD cabinets as per for
THR-THK | 59 | 6 Months - EICT Inspection and cleaning of VFD cabinets | Drive, Variable Frequency, Centrifuge Feed Pumps | THR-THK-DRV-CFP | 5000000 | THR-THK-DRV-3050 | Inspection and cleaning of VFD cabinets as per for
THR-THK | 59 | 6 Months - EICT Inspection and cleaning of VFD cabinets | Drive, Variable Frequency, Centrifuge Feed Pumps | THR-THK-DRV-CFP | 7000000 | THR-THK-DRV-3070 | Inspection and cleaning of VFD cabinets as per for
THR-THK | 59 | 6 Months - EICT Inspection and cleaning of VFD cabinets | Drive, Variable Frequency, TWAS Transfer Pumps | THR-THK-DRV-TWAS | 2000000 | THR-THK-DRV-5020 | Inspection and cleaning of VFD cabinets as per for
THR-THK | 59 | 6 Months - EICT Inspection and cleaning of VFD cabinets | Drive, Variable Frequency, TWAS Transfer Pumps | THR-THK-DRV-TWAS | 1000000 | THR-THK-DRV-5010 | Inspection and cleaning of VFD cabinets as per for
THR-THK | 59 | 6 Months - EICT Inspection and cleaning of VFD cabinets | Drive, Variable Frequency, TWAS Transfer Pumps | THR-THK-DRV-TWAS | 4000000 | THR-THK-DRV-5040 | Inspection and cleaning of VFD cabinets as per for
THR-THK | 59 | 6 Months - EICT Inspection and cleaning of VFD cabinets | Drive, Variable Frequency, TWAS Transfer Pumps | THR-THK-DRV-TWAS | 3000000 | THR-THK-DRV-5030 | Inspection and cleaning of VFD cabinets as per for
THR-THK | 59 | 6 Months - EICT Inspection and cleaning of VFD cabinets | Drive, Variable Frequency, TWAS Transfer Pumps | THR-THK-DRV-TWAS | 5000000 | THR-THK-DRV-5050 | Inspection and cleaning of VFD cabinets as per for
THR-THK | 59 | 6 Months - EICT Inspection and cleaning of VFD cabinets | Drive, Variable Frequency, TWAS Transfer Pumps | THR-THK-DRV-TWAS | 7000000 | THR-THK-DRV-5070 | Inspection and cleaning of VFD cabinets as per for
THR-THK | 59 | 6 Months - EICT Inspection and cleaning of VFD cabinets | Drive, Variable Frequency, TWAS Transfer Pumps | THR-THK-DRV-TWAS | 6000000 | THR-THK-DRV-5060 | Inspection and cleaning of VFD cabinets as per for
THR-THK | 61 | 1 Year - EICT, PLC, RPU functionality and operational tests | RPU & UPS, Sludge Thickening Building | THR-THK-RPU | 1000000 | THR-THK-RPU-0011 | Visual inspection of RPUs cleanliness wiring condition PLC status fuse and breaker inspection RPU UPS status
THR-THK | 61 | 1 Year - EICT, PLC, RPU functionality and operational tests | RPU & UPS, Sludge Thickening Building | THR-THK-RPU | 5000000 | THR-THK-RPU-0200 | Visual inspection of RPUs cleanliness wiring condition PLC status fuse and breaker inspection RPU UPS status
THR-THK | 61 | 1 Year - EICT, PLC, RPU functionality and operational tests | RPU & UPS, Sludge Thickening Building | THR-THK-RPU | 2000000 | THR-THK-RPU-0012 | Visual inspection of RPUs cleanliness wiring condition PLC status fuse and breaker inspection RPU UPS status
THR-THK | 61 | 1 Year - EICT, PLC, RPU functionality and operational tests | RPU & UPS, Sludge Thickening Building | THR-THK-RPU | 3000000 | THR-THK-RPU-0013 | Visual inspection of RPUs cleanliness wiring condition PLC status fuse and breaker inspection RPU UPS status
THR-THK | 61 | 1 Year - EICT, PLC, RPU functionality and operational tests | RPU & UPS, Sludge Thickening Building | THR-THK-RPU | 4000000 | THR-THK-RPU-0014 | Visual inspection of RPUs cleanliness wiring condition PLC status fuse and breaker inspection RPU UPS status
THR-THK | 62 | Yearly- IMM Centrifuge Gear Box and Bearing Oil Analysis | Centrifuge, Sludge Thickening | THR-THK-CF | 1000000 | THR-THK-CF-4011 | Oil sample collection for Gear box and Bearings of
THR-THK | 62 | Yearly- IMM Centrifuge Gear Box and Bearing Oil Analysis | Centrifuge, Sludge Thickening | THR-THK-CF | 2000000 | THR-THK-CF-4021 | Oil sample collection for Gear box and Bearings of
THR-THK | 62 | Yearly- IMM Centrifuge Gear Box and Bearing Oil Analysis | Centrifuge, Sludge Thickening | THR-THK-CF | 5000000 | THR-THK-CF-4051 | Oil sample collection for Gear box and Bearings of
THR-THK | 62 | Yearly- IMM Centrifuge Gear Box and Bearing Oil Analysis | Centrifuge, Sludge Thickening | THR-THK-CF | 3000000 | THR-THK-CF-4031 | Oil sample collection for Gear box and Bearings of
THR-THK | 62 | Yearly- IMM Centrifuge Gear Box and Bearing Oil Analysis | Centrifuge, Sludge Thickening | THR-THK-CF | 7000000 | THR-THK-CF-4071 | Oil sample collection for Gear box and Bearings of
THR-THK | 62 | Yearly- IMM Centrifuge Gear Box and Bearing Oil Analysis | Centrifuge, Sludge Thickening | THR-THK-CF | 4000000 | THR-THK-CF-4051 | Oil sample collection for Gear box and Bearings of
THR-THK | 62 | Yearly- IMM Centrifuge Gear Box and Bearing Oil Analysis | Centrifuge, Sludge Thickening | THR-THK-CF | 6000000 | THR-THK-CF-4061 | Oil sample collection for Gear box and Bearings of
THR-WA1 | 2 | Plant Technician - Monday Night Shift, 7:00 PM-7:00 AM | Digester, Waste Gas Burners | THR-DIG-BU | 1000000 | THR-DIG-BU-7720 | Drain the digester gas burner condensate linefor
THR-WA1 | 2 | Plant Technician - Monday Night Shift, 7:00 PM-7:00 AM | Digester, Waste Gas Burners | THR-DIG-BU | 2000000 | THR-DIG-BU-7750 | Drain the digester gas burner condensate linefor
THR-WA1 | 2 | Plant Technician - Monday Night Shift, 7:00 PM-7:00 AM | Digester, Waste Gas Burners | THR-DIG-BU | 3000000 | THR-DIG-BU-7780 | Drain the digester gas burner condensate linefor
THR-WA1 | 2 | Plant Technician - Monday Night Shift, 7:00 PM-7:00 AM | Digester Sludge Recirculation Pumps | THR-DIG-P-SR | 1000000 | THR-DIG-P-2214 | Inspect the sludge recirculation pump seal plastic sight tubingfor
THR-WA1 | 2 | Plant Technician - Monday Night Shift, 7:00 PM-7:00 AM | Digester Sludge Recirculation Pumps | THR-DIG-P-SR | 2000000 | THR-DIG-P-2215 | Inspect the sludge recirculation pump seal plastic sight tubingfor
THR-WA1 | 2 | Plant Technician - Monday Night Shift, 7:00 PM-7:00 AM | Digester Sludge Recirculation Pumps | THR-DIG-P-SR | 4000000 | THR-DIG-P-2265 | Inspect the sludge recirculation pump seal plastic sight tubingfor
THR-WA1 | 2 | Plant Technician - Monday Night Shift, 7:00 PM-7:00 AM | Digester Sludge Recirculation Pumps | THR-DIG-P-SR | 3000000 | THR-DIG-P-2264 | Inspect the sludge recirculation pump seal plastic sight tubingfor
THR-WA1 | 2 | Plant Technician - Monday Night Shift, 7:00 PM-7:00 AM | Digester Sludge Recirculation Pumps | THR-DIG-P-SR | 6000000 | THR-DIG-P-2319 | Inspect the sludge recirculation pump seal plastic sight tubingfor
THR-WA1 | 2 | Plant Technician - Monday Night Shift, 7:00 PM-7:00 AM | Digester Sludge Recirculation Pumps | THR-DIG-P-SR | 5000000 | THR-DIG-P-2318 | Inspect the sludge recirculation pump seal plastic sight tubingfor
THR-WA1 | 2 | Plant Technician - Monday Night Shift, 7:00 PM-7:00 AM | Digester Sludge Recirculation Pumps | THR-DIG-P-SR | 7000000 | THR-DIG-P-2368 | Inspect the sludge recirculation pump seal plastic sight tubingfor
THR-WA1 | 2 | Plant Technician - Monday Night Shift, 7:00 PM-7:00 AM | Digester Sludge Recirculation Pumps | THR-DIG-P-SR | 8000000 | THR-DIG-P-2369 | Inspect the sludge recirculation pump seal plastic sight tubingfor
THR-WA1 | 2 | Plant Technician - Monday Night Shift, 7:00 PM-7:00 AM | Digester Sludge Recirculation Pumps | THR-DIG-P-SR | 13000000 | THR-DIG-P-2521 | Inspect the sludge recirculation pump seal plastic sight tubingfor
THR-WA1 | 2 | Plant Technician - Monday Night Shift, 7:00 PM-7:00 AM | Digester Sludge Recirculation Pumps | THR-DIG-P-SR | 9000000 | THR-DIG-P-2501 | Inspect the sludge recirculation pump seal plastic sight tubingfor
THR-WA1 | 2 | Plant Technician - Monday Night Shift, 7:00 PM-7:00 AM | Digester Sludge Recirculation Pumps | THR-DIG-P-SR | 15000000 | THR-DIG-P-2531 | Inspect the sludge recirculation pump seal plastic sight tubingfor
THR-WA1 | 2 | Plant Technician - Monday Night Shift, 7:00 PM-7:00 AM | Digester Sludge Recirculation Pumps | THR-DIG-P-SR | 10000000 | THR-DIG-P-2502 | Inspect the sludge recirculation pump seal plastic sight tubingfor
THR-WA1 | 2 | Plant Technician - Monday Night Shift, 7:00 PM-7:00 AM | Digester Sludge Recirculation Pumps | THR-DIG-P-SR | 11000000 | THR-DIG-P-2511 | Inspect the sludge recirculation pump seal plastic sight tubingfor
THR-WA1 | 2 | Plant Technician - Monday Night Shift, 7:00 PM-7:00 AM | Digester Sludge Recirculation Pumps | THR-DIG-P-SR | 12000000 | THR-DIG-P-2512 | Inspect the sludge recirculation pump seal plastic sight tubingfor
THR-WA1 | 2 | Plant Technician - Monday Night Shift, 7:00 PM-7:00 AM | Digester Sludge Recirculation Pumps | THR-DIG-P-SR | 14000000 | THR-DIG-P-2522 | Inspect the sludge recirculation pump seal plastic sight tubingfor
THR-WA1 | 2 | Plant Technician - Monday Night Shift, 7:00 PM-7:00 AM | Digester Sludge Recirculation Pumps | THR-DIG-P-SR | 16000000 | THR-DIG-P-2532 | Inspect the sludge recirculation pump seal plastic sight tubingfor
THR-WA1 | 4 | Plant Technician - Tuesday Night Shift, 7:00 PM-7:00 AM | Digester Hot Water Pumps | THR-DIG-P-HW | 2000000 | THR-DIG-P-4012 | Leak inspection of the hot water recirculation pump mechanical sealfor
THR-WA1 | 4 | Plant Technician - Tuesday Night Shift, 7:00 PM-7:00 AM | Digester Hot Water Pumps | THR-DIG-P-HW | 1000000 | THR-DIG-P-4011 | Leak inspection of the hot water recirculation pump mechanical sealfor
THR-WA1 | 4 | Plant Technician - Tuesday Night Shift, 7:00 PM-7:00 AM | Digester Hot Water Pumps | THR-DIG-P-HW | 4000000 | THR-DIG-P-4032 | Leak inspection of the hot water recirculation pump mechanical sealfor
THR-WA1 | 4 | Plant Technician - Tuesday Night Shift, 7:00 PM-7:00 AM | Digester Hot Water Pumps | THR-DIG-P-HW | 3000000 | THR-DIG-P-4031 | Leak inspection of the hot water recirculation pump mechanical sealfor
THR-WA1 | 4 | Plant Technician - Tuesday Night Shift, 7:00 PM-7:00 AM | Digester Hot Water Pumps | THR-DIG-P-HW | 7000000 | THR-DIG-P-4071 | Leak inspection of the hot water recirculation pump mechanical sealfor
THR-WA1 | 4 | Plant Technician - Tuesday Night Shift, 7:00 PM-7:00 AM | Digester Hot Water Pumps | THR-DIG-P-HW | 5000000 | THR-DIG-P-4051 | Leak inspection of the hot water recirculation pump mechanical sealfor
THR-WA1 | 4 | Plant Technician - Tuesday Night Shift, 7:00 PM-7:00 AM | Digester Hot Water Pumps | THR-DIG-P-HW | 11000000 | THR-DIG-P-4760 | Leak inspection of the hot water recirculation pump mechanical sealfor
THR-WA1 | 4 | Plant Technician - Tuesday Night Shift, 7:00 PM-7:00 AM | Digester Hot Water Pumps | THR-DIG-P-HW | 6000000 | THR-DIG-P-4052 | Leak inspection of the hot water recirculation pump mechanical sealfor
THR-WA1 | 4 | Plant Technician - Tuesday Night Shift, 7:00 PM-7:00 AM | Digester Hot Water Pumps | THR-DIG-P-HW | 15000000 | THR-DIG-P-4855 | Leak inspection of the hot water recirculation pump mechanical sealfor
THR-WA1 | 4 | Plant Technician - Tuesday Night Shift, 7:00 PM-7:00 AM | Digester Hot Water Pumps | THR-DIG-P-HW | 8000000 | THR-DIG-P-4072 | Leak inspection of the hot water recirculation pump mechanical sealfor
THR-WA1 | 4 | Plant Technician - Tuesday Night Shift, 7:00 PM-7:00 AM | Digester Hot Water Pumps | THR-DIG-P-HW | 16000000 | THR-DIG-P-4856 | Leak inspection of the hot water recirculation pump mechanical sealfor
THR-WA1 | 4 | Plant Technician - Tuesday Night Shift, 7:00 PM-7:00 AM | Digester Hot Water Pumps | THR-DIG-P-HW | 9000000 | THR-DIG-P-4710 | Leak inspection of the hot water recirculation pump mechanical sealfor
THR-WA1 | 4 | Plant Technician - Tuesday Night Shift, 7:00 PM-7:00 AM | Digester Hot Water Pumps | THR-DIG-P-HW | 10000000 | THR-DIG-P-4711 | Leak inspection of the hot water recirculation pump mechanical sealfor
THR-WA1 | 4 | Plant Technician - Tuesday Night Shift, 7:00 PM-7:00 AM | Digester Hot Water Pumps | THR-DIG-P-HW | 12000000 | THR-DIG-P-4761 | Leak inspection of the hot water recirculation pump mechanical sealfor
THR-WA1 | 4 | Plant Technician - Tuesday Night Shift, 7:00 PM-7:00 AM | Digester Hot Water Pumps | THR-DIG-P-HW | 13000000 | THR-DIG-P-4805 | Leak inspection of the hot water recirculation pump mechanical sealfor
THR-WA1 | 4 | Plant Technician - Tuesday Night Shift, 7:00 PM-7:00 AM | Digester Hot Water Pumps | THR-DIG-P-HW | 14000000 | THR-DIG-P-4806 | Leak inspection of the hot water recirculation pump mechanical sealfor
THR-WA1 | 4 | Plant Technician - Tuesday Night Shift, 7:00 PM-7:00 AM | Digester Sludge Transfer Pumps | THR-DIG-P-ST | 1000000 | THR-DIG-P-3041 | Inspect the sludge transfer pump seal plastic sight tubingfor
THR-WA1 | 4 | Plant Technician - Tuesday Night Shift, 7:00 PM-7:00 AM | Digester Sludge Transfer Pumps | THR-DIG-P-ST | 3000000 | THR-DIG-P-3071 | Inspect the sludge transfer pump seal plastic sight tubingfor
THR-WA1 | 4 | Plant Technician - Tuesday Night Shift, 7:00 PM-7:00 AM | Digester Sludge Transfer Pumps | THR-DIG-P-ST | 2000000 | THR-DIG-P-3042 | Inspect the sludge transfer pump seal plastic sight tubingfor
THR-WA1 | 4 | Plant Technician - Tuesday Night Shift, 7:00 PM-7:00 AM | Digester Sludge Transfer Pumps | THR-DIG-P-ST | 4000000 | THR-DIG-P-3072 | Inspect the sludge transfer pump seal plastic sight tubingfor
THR-WA1 | 6 | Plant Technician - Wednesday Night Shift, 7:00PM-7:00AM | Digester, Waste Gas Burners | THR-DIG-BU | 1000000 | THR-DIG-BU-7720 | Drain the Digester Gas Burner Condensate Line
THR-WA1 | 6 | Plant Technician - Wednesday Night Shift, 7:00PM-7:00AM | Digester, Waste Gas Burners | THR-DIG-BU | 3000000 | THR-DIG-BU-7780 | Drain the Digester Gas Burner Condensate Line
THR-WA1 | 6 | Plant Technician - Wednesday Night Shift, 7:00PM-7:00AM | Digester, Waste Gas Burners | THR-DIG-BU | 2000000 | THR-DIG-BU-7750 | Drain the Digester Gas Burner Condensate Line
THR-WA1 | 6 | Plant Technician - Wednesday Night Shift, 7:00PM-7:00AM | Digester Sludge Recirculation Pumps | THR-DIG-P-SR | 1000000 | THR-DIG-P-2214 | Inspect the sludge recirculation pump seal plastic sight tubingfor
THR-WA1 | 6 | Plant Technician - Wednesday Night Shift, 7:00PM-7:00AM | Digester Sludge Recirculation Pumps | THR-DIG-P-SR | 5000000 | THR-DIG-P-2318 | Inspect the sludge recirculation pump seal plastic sight tubingfor
THR-WA1 | 6 | Plant Technician - Wednesday Night Shift, 7:00PM-7:00AM | Digester Sludge Recirculation Pumps | THR-DIG-P-SR | 2000000 | THR-DIG-P-2215 | Inspect the sludge recirculation pump seal plastic sight tubingfor
THR-WA1 | 6 | Plant Technician - Wednesday Night Shift, 7:00PM-7:00AM | Digester Sludge Recirculation Pumps | THR-DIG-P-SR | 12000000 | THR-DIG-P-2512 | Inspect the sludge recirculation pump seal plastic sight tubingfor
THR-WA1 | 6 | Plant Technician - Wednesday Night Shift, 7:00PM-7:00AM | Digester Sludge Recirculation Pumps | THR-DIG-P-SR | 3000000 | THR-DIG-P-2264 | Inspect the sludge recirculation pump seal plastic sight tubingfor
THR-WA1 | 6 | Plant Technician - Wednesday Night Shift, 7:00PM-7:00AM | Digester Sludge Recirculation Pumps | THR-DIG-P-SR | 14000000 | THR-DIG-P-2522 | Inspect the sludge recirculation pump seal plastic sight tubingfor
THR-WA1 | 6 | Plant Technician - Wednesday Night Shift, 7:00PM-7:00AM | Digester Sludge Recirculation Pumps | THR-DIG-P-SR | 4000000 | THR-DIG-P-2265 | Inspect the sludge recirculation pump seal plastic sight tubingfor
THR-WA1 | 6 | Plant Technician - Wednesday Night Shift, 7:00PM-7:00AM | Digester Sludge Recirculation Pumps | THR-DIG-P-SR | 6000000 | THR-DIG-P-2319 | Inspect the sludge recirculation pump seal plastic sight tubingfor
THR-WA1 | 6 | Plant Technician - Wednesday Night Shift, 7:00PM-7:00AM | Digester Sludge Recirculation Pumps | THR-DIG-P-SR | 7000000 | THR-DIG-P-2368 | Inspect the sludge recirculation pump seal plastic sight tubingfor
THR-WA1 | 6 | Plant Technician - Wednesday Night Shift, 7:00PM-7:00AM | Digester Sludge Recirculation Pumps | THR-DIG-P-SR | 8000000 | THR-DIG-P-2369 | Inspect the sludge recirculation pump seal plastic sight tubingfor
THR-WA1 | 6 | Plant Technician - Wednesday Night Shift, 7:00PM-7:00AM | Digester Sludge Recirculation Pumps | THR-DIG-P-SR | 9000000 | THR-DIG-P-2501 | Inspect the sludge recirculation pump seal plastic sight tubingfor
THR-WA1 | 6 | Plant Technician - Wednesday Night Shift, 7:00PM-7:00AM | Digester Sludge Recirculation Pumps | THR-DIG-P-SR | 10000000 | THR-DIG-P-2502 | Inspect the sludge recirculation pump seal plastic sight tubingfor
THR-WA1 | 6 | Plant Technician - Wednesday Night Shift, 7:00PM-7:00AM | Digester Sludge Recirculation Pumps | THR-DIG-P-SR | 11000000 | THR-DIG-P-2511 | Inspect the sludge recirculation pump seal plastic sight tubingfor
THR-WA1 | 6 | Plant Technician - Wednesday Night Shift, 7:00PM-7:00AM | Digester Sludge Recirculation Pumps | THR-DIG-P-SR | 13000000 | THR-DIG-P-2521 | Inspect the sludge recirculation pump seal plastic sight tubingfor
THR-WA1 | 6 | Plant Technician - Wednesday Night Shift, 7:00PM-7:00AM | Digester Sludge Recirculation Pumps | THR-DIG-P-SR | 15000000 | THR-DIG-P-2531 | Inspect the sludge recirculation pump seal plastic sight tubingfor
THR-WA1 | 6 | Plant Technician - Wednesday Night Shift, 7:00PM-7:00AM | Digester Sludge Recirculation Pumps | THR-DIG-P-SR | 16000000 | THR-DIG-P-2532 | Inspect the sludge recirculation pump seal plastic sight tubingfor
THR-WA1 | 8 | Plant Technician - Thursday Night Shift, 7:00 PM-7:00AM | Digester Hot Water Pumps | THR-DIG-P-HW | 1000000 | THR-DIG-P-4011 | Leak inspection of the hot water recirculation pump mechanical sealfor
THR-WA1 | 8 | Plant Technician - Thursday Night Shift, 7:00 PM-7:00AM | Digester Hot Water Pumps | THR-DIG-P-HW | 2000000 | THR-DIG-P-4012 | Leak inspection of the hot water recirculation pump mechanical sealfor
THR-WA1 | 8 | Plant Technician - Thursday Night Shift, 7:00 PM-7:00AM | Digester Hot Water Pumps | THR-DIG-P-HW | 3000000 | THR-DIG-P-4031 | Leak inspection of the hot water recirculation pump mechanical sealfor
THR-WA1 | 8 | Plant Technician - Thursday Night Shift, 7:00 PM-7:00AM | Digester Hot Water Pumps | THR-DIG-P-HW | 4000000 | THR-DIG-P-4032 | Leak inspection of the hot water recirculation pump mechanical sealfor
THR-WA1 | 8 | Plant Technician - Thursday Night Shift, 7:00 PM-7:00AM | Digester Hot Water Pumps | THR-DIG-P-HW | 5000000 | THR-DIG-P-4051 | Leak inspection of the hot water recirculation pump mechanical sealfor
THR-WA1 | 8 | Plant Technician - Thursday Night Shift, 7:00 PM-7:00AM | Digester Hot Water Pumps | THR-DIG-P-HW | 7000000 | THR-DIG-P-4071 | Leak inspection of the hot water recirculation pump mechanical sealfor
THR-WA1 | 8 | Plant Technician - Thursday Night Shift, 7:00 PM-7:00AM | Digester Hot Water Pumps | THR-DIG-P-HW | 6000000 | THR-DIG-P-4052 | Leak inspection of the hot water recirculation pump mechanical sealfor
THR-WA1 | 8 | Plant Technician - Thursday Night Shift, 7:00 PM-7:00AM | Digester Hot Water Pumps | THR-DIG-P-HW | 12000000 | THR-DIG-P-4761 | Leak inspection of the hot water recirculation pump mechanical sealfor
THR-WA1 | 8 | Plant Technician - Thursday Night Shift, 7:00 PM-7:00AM | Digester Hot Water Pumps | THR-DIG-P-HW | 8000000 | THR-DIG-P-4072 | Leak inspection of the hot water recirculation pump mechanical sealfor
THR-WA1 | 8 | Plant Technician - Thursday Night Shift, 7:00 PM-7:00AM | Digester Hot Water Pumps | THR-DIG-P-HW | 14000000 | THR-DIG-P-4806 | Leak inspection of the hot water recirculation pump mechanical sealfor
THR-WA1 | 8 | Plant Technician - Thursday Night Shift, 7:00 PM-7:00AM | Digester Hot Water Pumps | THR-DIG-P-HW | 9000000 | THR-DIG-P-4710 | Leak inspection of the hot water recirculation pump mechanical sealfor
THR-WA1 | 8 | Plant Technician - Thursday Night Shift, 7:00 PM-7:00AM | Digester Hot Water Pumps | THR-DIG-P-HW | 10000000 | THR-DIG-P-4711 | Leak inspection of the hot water recirculation pump mechanical sealfor
THR-WA1 | 8 | Plant Technician - Thursday Night Shift, 7:00 PM-7:00AM | Digester Hot Water Pumps | THR-DIG-P-HW | 11000000 | THR-DIG-P-4760 | Leak inspection of the hot water recirculation pump mechanical sealfor
THR-WA1 | 8 | Plant Technician - Thursday Night Shift, 7:00 PM-7:00AM | Digester Hot Water Pumps | THR-DIG-P-HW | 13000000 | THR-DIG-P-4805 | Leak inspection of the hot water recirculation pump mechanical sealfor
THR-WA1 | 8 | Plant Technician - Thursday Night Shift, 7:00 PM-7:00AM | Digester Hot Water Pumps | THR-DIG-P-HW | 15000000 | THR-DIG-P-4855 | Leak inspection of the hot water recirculation pump mechanical sealfor
THR-WA1 | 8 | Plant Technician - Thursday Night Shift, 7:00 PM-7:00AM | Digester Hot Water Pumps | THR-DIG-P-HW | 16000000 | THR-DIG-P-4856 | Leak inspection of the hot water recirculation pump mechanical sealfor
THR-WA1 | 8 | Plant Technician - Thursday Night Shift, 7:00 PM-7:00AM | Digester Sludge Transfer Pumps | THR-DIG-P-ST | 1000000 | THR-DIG-P-3041 | Inspect the sludge transfer pump seal plastic sight tubingfor
THR-WA1 | 8 | Plant Technician - Thursday Night Shift, 7:00 PM-7:00AM | Digester Sludge Transfer Pumps | THR-DIG-P-ST | 3000000 | THR-DIG-P-3071 | Inspect the sludge transfer pump seal plastic sight tubingfor
THR-WA1 | 8 | Plant Technician - Thursday Night Shift, 7:00 PM-7:00AM | Digester Sludge Transfer Pumps | THR-DIG-P-ST | 2000000 | THR-DIG-P-3042 | Inspect the sludge transfer pump seal plastic sight tubingfor
THR-WA1 | 8 | Plant Technician - Thursday Night Shift, 7:00 PM-7:00AM | Digester Sludge Transfer Pumps | THR-DIG-P-ST | 4000000 | THR-DIG-P-3072 | Inspect the sludge transfer pump seal plastic sight tubingfor
THR-WA1 | 12 | Plant Technician - Saturday Night Shift, 7:00PM-7:00AM | Digester Sludge Recirculation Pumps | THR-DIG-P-SR | 1000000 | THR-DIG-P-2214 | Inspect the sludge recirculation pump seal plastic sight tubingfor
THR-WA1 | 12 | Plant Technician - Saturday Night Shift, 7:00PM-7:00AM | Digester Sludge Recirculation Pumps | THR-DIG-P-SR | 2000000 | THR-DIG-P-2215 | Inspect the sludge recirculation pump seal plastic sight tubingfor
THR-WA1 | 12 | Plant Technician - Saturday Night Shift, 7:00PM-7:00AM | Digester Sludge Recirculation Pumps | THR-DIG-P-SR | 3000000 | THR-DIG-P-2264 | Inspect the sludge recirculation pump seal plastic sight tubingfor
THR-WA1 | 12 | Plant Technician - Saturday Night Shift, 7:00PM-7:00AM | Digester Sludge Recirculation Pumps | THR-DIG-P-SR | 4000000 | THR-DIG-P-2265 | Inspect the sludge recirculation pump seal plastic sight tubingfor
THR-WA1 | 12 | Plant Technician - Saturday Night Shift, 7:00PM-7:00AM | Digester Sludge Recirculation Pumps | THR-DIG-P-SR | 7000000 | THR-DIG-P-2368 | Inspect the sludge recirculation pump seal plastic sight tubingfor
THR-WA1 | 12 | Plant Technician - Saturday Night Shift, 7:00PM-7:00AM | Digester Sludge Recirculation Pumps | THR-DIG-P-SR | 9000000 | THR-DIG-P-2501 | Inspect the sludge recirculation pump seal plastic sight tubingfor
THR-WA1 | 12 | Plant Technician - Saturday Night Shift, 7:00PM-7:00AM | Digester Sludge Recirculation Pumps | THR-DIG-P-SR | 10000000 | THR-DIG-P-2502 | Inspect the sludge recirculation pump seal plastic sight tubingfor
THR-WA1 | 12 | Plant Technician - Saturday Night Shift, 7:00PM-7:00AM | Digester Sludge Recirculation Pumps | THR-DIG-P-SR | 11000000 | THR-DIG-P-2511 | Inspect the sludge recirculation pump seal plastic sight tubingfor
THR-WA1 | 12 | Plant Technician - Saturday Night Shift, 7:00PM-7:00AM | Digester Sludge Recirculation Pumps | THR-DIG-P-SR | 12000000 | THR-DIG-P-2512 | Inspect the sludge recirculation pump seal plastic sight tubingfor
THR-WA1 | 12 | Plant Technician - Saturday Night Shift, 7:00PM-7:00AM | Digester Sludge Recirculation Pumps | THR-DIG-P-SR | 13000000 | THR-DIG-P-2521 | Inspect the sludge recirculation pump seal plastic sight tubingfor
THR-WA1 | 12 | Plant Technician - Saturday Night Shift, 7:00PM-7:00AM | Digester Sludge Recirculation Pumps | THR-DIG-P-SR | 14000000 | THR-DIG-P-2522 | Inspect the sludge recirculation pump seal plastic sight tubingfor
THR-WA1 | 12 | Plant Technician - Saturday Night Shift, 7:00PM-7:00AM | Digester Sludge Recirculation Pumps | THR-DIG-P-SR | 15000000 | THR-DIG-P-2531 | Inspect the sludge recirculation pump seal plastic sight tubingfor
THR-WA1 | 12 | Plant Technician - Saturday Night Shift, 7:00PM-7:00AM | Digester Sludge Recirculation Pumps | THR-DIG-P-SR | 16000000 | THR-DIG-P-2532 | Inspect the sludge recirculation pump seal plastic sight tubingfor
THR-WA1 | 12 | Plant Technician - Saturday Night Shift, 7:00PM-7:00AM | Digester Sludge Recirculation Pumps | THR-DIG-P-SR | 5000000 | THR-DIG-P-2318 | Inspect the sludge recirculation pump seal plastic sight tubingfor
THR-WA1 | 12 | Plant Technician - Saturday Night Shift, 7:00PM-7:00AM | Digester Sludge Recirculation Pumps | THR-DIG-P-SR | 6000000 | THR-DIG-P-2319 | Inspect the sludge recirculation pump seal plastic sight tubingfor
THR-WA1 | 12 | Plant Technician - Saturday Night Shift, 7:00PM-7:00AM | Digester Sludge Recirculation Pumps | THR-DIG-P-SR | 8000000 | THR-DIG-P-2369 | Inspect the sludge recirculation pump seal plastic sight tubingfor
THR-WA1 | 13 | Plant Technician - Sunday Day Shift, 7:00AM-7:00PM | Digester, Tanks | THR-DIG-T | 6000000 | THR-DIG-T-5681 | Check and ill the the duty digester gas compressor lubrication oil tanks
THR-WA1 | 13 | Plant Technician - Sunday Day Shift, 7:00AM-7:00PM | Digester, Tanks | THR-DIG-T | 7000000 | THR-DIG-T-5841 | Check and ill the the duty digester gas compressor lubrication oil tanks
THR-WA1 | 13 | Plant Technician - Sunday Day Shift, 7:00AM-7:00PM | Digester, Tanks | THR-DIG-T | 1000000 | THR-DIG-T-5240 | Check and ill the the duty digester gas compressor lubrication oil tanks
THR-WA1 | 13 | Plant Technician - Sunday Day Shift, 7:00AM-7:00PM | Digester, Tanks | THR-DIG-T | 2000000 | THR-DIG-T-5280 | Check and ill the the duty digester gas compressor lubrication oil tanks
THR-WA1 | 13 | Plant Technician - Sunday Day Shift, 7:00AM-7:00PM | Digester, Tanks | THR-DIG-T | 3000000 | THR-DIG-T-5440 | Check and ill the the duty digester gas compressor lubrication oil tanks
THR-WA1 | 13 | Plant Technician - Sunday Day Shift, 7:00AM-7:00PM | Digester, Tanks | THR-DIG-T | 4000000 | THR-DIG-T-5480 | Check and ill the the duty digester gas compressor lubrication oil tanks
THR-WA1 | 13 | Plant Technician - Sunday Day Shift, 7:00AM-7:00PM | Digester, Tanks | THR-DIG-T | 5000000 | THR-DIG-T-5641 | Check and ill the the duty digester gas compressor lubrication oil tanks
THR-WA1 | 13 | Plant Technician - Sunday Day Shift, 7:00AM-7:00PM | Digester, Tanks | THR-DIG-T | 8000000 | THR-DIG-T-5881 | Check and ill the the duty digester gas compressor lubrication oil tanks
THR-WGB | 5 | 1 Year - EICT Waste Gas Burner Instrumentation checks | Lighting Panel, Control Panel Bldg, East Wall | THR-ELS-LP-9583 | 2000000 | THR-ELS-LP-9563 | Inspect control panel for cleanlinessloose connectionsoverheating and brokenmissing parts for
THR-WGB | 5 | 1 Year - EICT Waste Gas Burner Instrumentation checks | Lighting Panel, Control Panel Bldg, East Wall | THR-ELS-LP-9583 | 1000000 | THR-ELS-LP-9583 | Inspect control panel for cleanlinessloose connectionsoverheating and brokenmissing parts for
THR-WGB | 10 | 1 Year - IMM Exercise sour or waste gas header isolation valve to the waste gas burner | Waste Gas Burner, Burner 7720, WGB Bldg Roof | THR-DIG-BU-7720 | 3000000 | THR-DIG-V-7722 | Exercise gas header isolation valve to the waste gas burner as per fot
THR-WGB | 10 | 1 Year - IMM Exercise sour or waste gas header isolation valve to the waste gas burner | Waste Gas Burner, Burner 7720, WGB Bldg Roof | THR-DIG-BU-7720 | 1000000 | THR-DIG-V-7700 | Exercise gas header isolation valve to the waste gas burner as per fot
THR-WGB | 10 | 1 Year - IMM Exercise sour or waste gas header isolation valve to the waste gas burner | Waste Gas Burner, Burner 7720, WGB Bldg Roof | THR-DIG-BU-7720 | 4000000 | THR-DIG-V-7723 | Exercise gas header isolation valve to the waste gas burner as per fot
THR-WGB | 10 | 1 Year - IMM Exercise sour or waste gas header isolation valve to the waste gas burner | Waste Gas Burner, Burner 7720, WGB Bldg Roof | THR-DIG-BU-7720 | 2000000 | THR-DIG-V-7721 | Exercise gas header isolation valve to the waste gas burner as per fot
THR-WGB | 10 | 1 Year - IMM Exercise sour or waste gas header isolation valve to the waste gas burner | Waste Gas Burner, Burner 7720, WGB Bldg Roof | THR-DIG-BU-7720 | 6000000 | THR-DIG-V-7725 | Exercise gas header isolation valve to the waste gas burner as per fot
THR-WGB | 10 | 1 Year - IMM Exercise sour or waste gas header isolation valve to the waste gas burner | Waste Gas Burner, Burner 7720, WGB Bldg Roof | THR-DIG-BU-7720 | 5000000 | THR-DIG-V-7724 | Exercise gas header isolation valve to the waste gas burner as per fot
THR-WGB | 10 | 1 Year - IMM Exercise sour or waste gas header isolation valve to the waste gas burner | Waste Gas Burner, Burner 7720, WGB Bldg Roof | THR-DIG-BU-7720 | 7000000 | THR-DIG-V-7726 | Exercise gas header isolation valve to the waste gas burner as per fot
THR-WGB | 10 | 1 Year - IMM Exercise sour or waste gas header isolation valve to the waste gas burner | Waste Gas Burner, Burner 7720, WGB Bldg Roof | THR-DIG-BU-7720 | 8000000 | THR-DIG-V-7728 | Exercise gas header isolation valve to the waste gas burner as per fot
THR-WGB | 10 | 1 Year - IMM Exercise sour or waste gas header isolation valve to the waste gas burner | Waste Gas Burner, Burner 7720, WGB Bldg Roof | THR-DIG-BU-7720 | 9000000 | THR-DIG-V-7729 | Exercise gas header isolation valve to the waste gas burner as per fot
THR-WGB | 10 | 1 Year - IMM Exercise sour or waste gas header isolation valve to the waste gas burner | Waste Gas Burner, Burner 7750, WGB Bldg Roof | THR-DIG-BU-7750 | 2000000 | THR-DIG-V-7752 | Exercise gas header isolation valve to the waste gas burner as per fot
THR-WGB | 10 | 1 Year - IMM Exercise sour or waste gas header isolation valve to the waste gas burner | Waste Gas Burner, Burner 7750, WGB Bldg Roof | THR-DIG-BU-7750 | 1000000 | THR-DIG-V-7751 | Exercise gas header isolation valve to the waste gas burner as per fot
THR-WGB | 10 | 1 Year - IMM Exercise sour or waste gas header isolation valve to the waste gas burner | Waste Gas Burner, Burner 7750, WGB Bldg Roof | THR-DIG-BU-7750 | 3000000 | THR-DIG-V-7753 | Exercise gas header isolation valve to the waste gas burner as per fot
THR-WGB | 10 | 1 Year - IMM Exercise sour or waste gas header isolation valve to the waste gas burner | Waste Gas Burner, Burner 7750, WGB Bldg Roof | THR-DIG-BU-7750 | 6000000 | THR-DIG-V-7756 | Exercise gas header isolation valve to the waste gas burner as per fot
THR-WGB | 10 | 1 Year - IMM Exercise sour or waste gas header isolation valve to the waste gas burner | Waste Gas Burner, Burner 7750, WGB Bldg Roof | THR-DIG-BU-7750 | 4000000 | THR-DIG-V-7754 | Exercise gas header isolation valve to the waste gas burner as per fot
THR-WGB | 10 | 1 Year - IMM Exercise sour or waste gas header isolation valve to the waste gas burner | Waste Gas Burner, Burner 7750, WGB Bldg Roof | THR-DIG-BU-7750 | 5000000 | THR-DIG-V-7755 | Exercise gas header isolation valve to the waste gas burner as per fot
THR-WGB | 10 | 1 Year - IMM Exercise sour or waste gas header isolation valve to the waste gas burner | Waste Gas Burner, Burner 7750, WGB Bldg Roof | THR-DIG-BU-7750 | 7000000 | THR-DIG-V-7758 | Exercise gas header isolation valve to the waste gas burner as per fot
THR-WGB | 10 | 1 Year - IMM Exercise sour or waste gas header isolation valve to the waste gas burner | Waste Gas Burner, Burner 7750, WGB Bldg Roof | THR-DIG-BU-7750 | 8000000 | THR-DIG-V-7759 | Exercise gas header isolation valve to the waste gas burner as per fot
THR-WGB | 10 | 1 Year - IMM Exercise sour or waste gas header isolation valve to the waste gas burner | Waste Gas Burner, Burner 7750, WGB Bldg Roof | THR-DIG-BU-7750 | 9000000 | THR-DIG-V-7701 | Exercise gas header isolation valve to the waste gas burner as per fot
THR-WGB | 10 | 1 Year - IMM Exercise sour or waste gas header isolation valve to the waste gas burner | Burner, Waste Gas 7780, Waste Gas Burner Building Roof | THR-DIG-BU-7780 | 1000000 | THR-DIG-V-7781 | Exercise gas header isolation valve to the waste gas burner as per fot
THR-WGB | 10 | 1 Year - IMM Exercise sour or waste gas header isolation valve to the waste gas burner | Burner, Waste Gas 7780, Waste Gas Burner Building Roof | THR-DIG-BU-7780 | 2000000 | THR-DIG-V-7782 | Exercise gas header isolation valve to the waste gas burner as per fot
THR-WGB | 10 | 1 Year - IMM Exercise sour or waste gas header isolation valve to the waste gas burner | Burner, Waste Gas 7780, Waste Gas Burner Building Roof | THR-DIG-BU-7780 | 4000000 | THR-DIG-V-7784 | Exercise gas header isolation valve to the waste gas burner as per fot
THR-WGB | 10 | 1 Year - IMM Exercise sour or waste gas header isolation valve to the waste gas burner | Burner, Waste Gas 7780, Waste Gas Burner Building Roof | THR-DIG-BU-7780 | 7000000 | THR-DIG-V-7788 | Exercise gas header isolation valve to the waste gas burner as per fot
THR-WGB | 10 | 1 Year - IMM Exercise sour or waste gas header isolation valve to the waste gas burner | Burner, Waste Gas 7780, Waste Gas Burner Building Roof | THR-DIG-BU-7780 | 8000000 | THR-DIG-V-7789 | Exercise gas header isolation valve to the waste gas burner as per fot
THR-WGB | 10 | 1 Year - IMM Exercise sour or waste gas header isolation valve to the waste gas burner | Burner, Waste Gas 7780, Waste Gas Burner Building Roof | THR-DIG-BU-7780 | 3000000 | THR-DIG-V-7783 | Exercise gas header isolation valve to the waste gas burner as per fot
THR-WGB | 10 | 1 Year - IMM Exercise sour or waste gas header isolation valve to the waste gas burner | Burner, Waste Gas 7780, Waste Gas Burner Building Roof | THR-DIG-BU-7780 | 5000000 | THR-DIG-V-7785 | Exercise gas header isolation valve to the waste gas burner as per fot
THR-WGB | 10 | 1 Year - IMM Exercise sour or waste gas header isolation valve to the waste gas burner | Burner, Waste Gas 7780, Waste Gas Burner Building Roof | THR-DIG-BU-7780 | 6000000 | THR-DIG-V-7786 | Exercise gas header isolation valve to the waste gas burner as per fot
THR-WGB | 11 | 1 Year - IMM Exercise the gas burner Bray valves | Waste Gas Burner, Burner 7720, WGB Bldg Roof | THR-DIG-BU-7720 | 1000000 | THR-DIG-V-7710 | Exerxises Gas Burner inlet Bray Valves from local control for
THR-WGB | 11 | 1 Year - IMM Exercise the gas burner Bray valves | Waste Gas Burner, Burner 7720, WGB Bldg Roof | THR-DIG-BU-7720 | 2000000 | THR-DIG-V-7715 | Exerxises Gas Burner inlet Bray Valves from local control for
THR-WGB | 11 | 1 Year - IMM Exercise the gas burner Bray valves | Waste Gas Burner, Burner 7750, WGB Bldg Roof | THR-DIG-BU-7750 | 2000000 | THR-DIG-V-7775 | Exerxises Gas Burner inlet Bray Valves from local control for
THR-WGB | 11 | 1 Year - IMM Exercise the gas burner Bray valves | Waste Gas Burner, Burner 7750, WGB Bldg Roof | THR-DIG-BU-7750 | 1000000 | THR-DIG-V-7740 | Exerxises Gas Burner inlet Bray Valves from local control for
THR-WGB | 11 | 1 Year - IMM Exercise the gas burner Bray valves | Valve, Butterfly, Fire Test Valve, BU-7780, WGB Bldg | THR-DIG-V-7780 | 1000000 | THR-DIG-V-7770 | Exerxises Gas Burner inlet Bray Valves from local control for
THR-WGB | 11 | 1 Year - IMM Exercise the gas burner Bray valves | Valve, Butterfly, Fire Test Valve, BU-7780, WGB Bldg | THR-DIG-V-7780 | 2000000 | THR-DIG-V-7775 | Exerxises Gas Burner inlet Bray Valves from local control for
THR-WGB | 12 | 1 Year - EICT Heat tracing test | Waste Gas Burner, Burner 7720, WGB Bldg Roof | THR-DIG-BU-7720 | 1000000 | THR-DIG-HTR-7721 | Check the operation of the heat tracing for
THR-WGB | 12 | 1 Year - EICT Heat tracing test | Waste Gas Burner, Burner 7720, WGB Bldg Roof | THR-DIG-BU-7720 | 2000000 | THR-DIG-HTR-7722 | Check the operation of the heat tracing for
THR-WGB | 12 | 1 Year - EICT Heat tracing test | Waste Gas Burner, Burner 7720, WGB Bldg Roof | THR-DIG-BU-7720 | 3000000 | THR-DIG-HTR-7723 | Check the operation of the heat tracing for
THR-WGB | 12 | 1 Year - EICT Heat tracing test | Waste Gas Burner, Burner 7750, WGB Bldg Roof | THR-DIG-BU-7750 | 2000000 | THR-DIG-HTR-7752 | Check the operation of the heat tracing for
THR-WGB | 12 | 1 Year - EICT Heat tracing test | Waste Gas Burner, Burner 7750, WGB Bldg Roof | THR-DIG-BU-7750 | 1000000 | THR-DIG-HTR-7751 | Check the operation of the heat tracing for
THR-WGB | 12 | 1 Year - EICT Heat tracing test | Waste Gas Burner, Burner 7750, WGB Bldg Roof | THR-DIG-BU-7750 | 3000000 | THR-DIG-HTR-7753 | Check the operation of the heat tracing for
THR-WGB | 12 | 1 Year - EICT Heat tracing test | Burner, Waste Gas 7780, Waste Gas Burner Building Roof | THR-DIG-BU-7780 | 1000000 | THR-DIG-HTR-7781 | Check the operation of the heat tracing for
THR-WGB | 12 | 1 Year - EICT Heat tracing test | Burner, Waste Gas 7780, Waste Gas Burner Building Roof | THR-DIG-BU-7780 | 2000000 | THR-DIG-HTR-7782 | Check the operation of the heat tracing for
THR-WGB | 12 | 1 Year - EICT Heat tracing test | Burner, Waste Gas 7780, Waste Gas Burner Building Roof | THR-DIG-BU-7780 | 3000000 | THR-DIG-HTR-7783 | Check the operation of the heat tracing for
TNTWA9-ACC | 4 | Auditory check of roof air handler unit fan & Motor bearings ,Damper Links, Filters, Drive Belts,Sheves and Structure- Quarterly | TNT-Routine Work Area 9 | TNT-RTE-WA9 | 1000000 | TNT-ACC-AHU-1601 | Auditory check of roof air handler unit fan Motor bearings Damper Links Filters Drive BeltsSheves and Structure Quarterly for
TNTWA9-ACC | 4 | Auditory check of roof air handler unit fan & Motor bearings ,Damper Links, Filters, Drive Belts,Sheves and Structure- Quarterly | TNT-Routine Work Area 9 | TNT-RTE-WA9 | 3000000 | TNT-ACC-AHU-1603 | Auditory check of roof air handler unit fan Motor bearings Damper Links Filters Drive BeltsSheves and Structure Quarterly for
TNTWA9-ACC | 4 | Auditory check of roof air handler unit fan & Motor bearings ,Damper Links, Filters, Drive Belts,Sheves and Structure- Quarterly | TNT-Routine Work Area 9 | TNT-RTE-WA9 | 2000000 | TNT-ACC-AHU-1602 | Auditory check of roof air handler unit fan Motor bearings Damper Links Filters Drive BeltsSheves and Structure Quarterly for
TNTWA9-ACC | 5 | Check for looseness on the terminal screws for roof air handler unit control panel , Wiring Insulation, Moisture Infiltration- Quarterly | TNT-Routine Work Area 9 | TNT-RTE-WA9 | 4000000 | TNT-SPC-AC-1001 | Check for looseness on the terminal screws for roof air handler unit control panel Wiring Insulation Moisture Infiltration Quarterly for
TNTWA9-ACC | 5 | Check for looseness on the terminal screws for roof air handler unit control panel , Wiring Insulation, Moisture Infiltration- Quarterly | TNT-Routine Work Area 9 | TNT-RTE-WA9 | 1000000 | TNT-ACC-AHU-1601 | Check for looseness on the terminal screws for roof air handler unit control panel Wiring Insulation Moisture Infiltration Quarterly for
TNTWA9-ACC | 5 | Check for looseness on the terminal screws for roof air handler unit control panel , Wiring Insulation, Moisture Infiltration- Quarterly | TNT-Routine Work Area 9 | TNT-RTE-WA9 | 2000000 | TNT-ACC-AHU-1602 | Check for looseness on the terminal screws for roof air handler unit control panel Wiring Insulation Moisture Infiltration Quarterly for
TNTWA9-ACC | 5 | Check for looseness on the terminal screws for roof air handler unit control panel , Wiring Insulation, Moisture Infiltration- Quarterly | TNT-Routine Work Area 9 | TNT-RTE-WA9 | 3000000 | TNT-ACC-AHU-1603 | Check for looseness on the terminal screws for roof air handler unit control panel Wiring Insulation Moisture Infiltration Quarterly for
TNTWA9-ACC | 6 | Test the sump pump float switch high - Quarterly | TNT-Routine Work Area 9 | TNT-RTE-WA9 | 1000000 | TNT-PLT-LS-1101 | Test the sump pump float switch high Quarterly for
TNTWA9-ACC | 6 | Test the sump pump float switch high - Quarterly | TNT-Routine Work Area 9 | TNT-RTE-WA9 | 2000000 | TNT-PLT-LS-1102 | Test the sump pump float switch high Quarterly for
TNTWA9-ACC | 7 | Lubricate the drainage pump shaft & Motor bearings- 4 monthly | TNT-Routine Work Area 9 | TNT-RTE-WA9 | 2000000 | TNT-PLT-P-1102 | Lubricate the drainage pump shaft bearings 4 monthly for
TNTWA9-ACC | 7 | Lubricate the drainage pump shaft & Motor bearings- 4 monthly | TNT-Routine Work Area 9 | TNT-RTE-WA9 | 1000000 | TNT-PLT-P-1101 | Lubricate the drainage pump shaft bearings 4 monthly for
TNTWA9-ACC | 8 | Lubricate the belt driven roof exhaust fan bearings,Inspection and Cleaning- 6 Monthly | TNT-Routine Work Area 9 | TNT-RTE-WA9 | 1000000 | TNT-ACC-FN-1601 | Lubricate the belt driven roof exhaust fan bearingsInspection and Cleaning 6 Monthly 67811 for
TNTWA9-ACC | 8 | Lubricate the belt driven roof exhaust fan bearings,Inspection and Cleaning- 6 Monthly | TNT-Routine Work Area 9 | TNT-RTE-WA9 | 2000000 | TNT-ACC-FN-1602 | Lubricate the belt driven roof exhaust fan bearingsInspection and Cleaning 6 Monthly 67811 for
TNTWA9-ACC | 8 | Lubricate the belt driven roof exhaust fan bearings,Inspection and Cleaning- 6 Monthly | TNT-Routine Work Area 9 | TNT-RTE-WA9 | 3000000 | TNT-ACC-FN-1603 | Lubricate the belt driven roof exhaust fan bearingsInspection and Cleaning 6 Monthly 67811 for
TNTWA9-ACC | 8 | Lubricate the belt driven roof exhaust fan bearings,Inspection and Cleaning- 6 Monthly | TNT-Routine Work Area 9 | TNT-RTE-WA9 | 4000000 | TNT-ACC-FN-1604 | Lubricate the belt driven roof exhaust fan bearingsInspection and Cleaning 6 Monthly 67811 for
TNTWA9-ACC | 8 | Lubricate the belt driven roof exhaust fan bearings,Inspection and Cleaning- 6 Monthly | TNT-Routine Work Area 9 | TNT-RTE-WA9 | 5000000 | TNT-ACC-FN-1605 | Lubricate the belt driven roof exhaust fan bearingsInspection and Cleaning 6 Monthly 67811 for
TNTWA9-ACC | 8 | Lubricate the belt driven roof exhaust fan bearings,Inspection and Cleaning- 6 Monthly | TNT-Routine Work Area 9 | TNT-RTE-WA9 | 6000000 | TNT-ACC-FN-1606 | Lubricate the belt driven roof exhaust fan bearingsInspection and Cleaning 6 Monthly 67811 for
TNTWA9-ACC | 8 | Lubricate the belt driven roof exhaust fan bearings,Inspection and Cleaning- 6 Monthly | TNT-Routine Work Area 9 | TNT-RTE-WA9 | 7000000 | TNT-ACC-FN-1701 | Lubricate the belt driven roof exhaust fan bearingsInspection and Cleaning 6 Monthly 67811 for
TNTWA9-ACC | 8 | Lubricate the belt driven roof exhaust fan bearings,Inspection and Cleaning- 6 Monthly | TNT-Routine Work Area 9 | TNT-RTE-WA9 | 8000000 | TNT-ACC-FN-1702 | Lubricate the belt driven roof exhaust fan bearingsInspection and Cleaning 6 Monthly 67811 for
TNTWA9-ACC | 10 | Clean and test the wet well low/High level float- 6 Monthly | TNT-Routine Work Area 9 | TNT-RTE-WA9 | 2000000 | TNT-MCS-LSH-0201 | Clean and test the wet well lowHigh level float 6 Monthly 50A1 for
TNTWA9-ACC | 10 | Clean and test the wet well low/High level float- 6 Monthly | TNT-Routine Work Area 9 | TNT-RTE-WA9 | 1000000 | TNT-MCS-LSL-0201 | Clean and test the wet well lowHigh level float 6 Monthly 50A1 for
TNTWA9-ACC | 12 | Rollup Door inspection and Lubrication- Annual | TNT-Routine Work Area 9 | TNT-RTE-WA9 | 1000000 | TNT-MCS-DR-0301 | Rollup Door inspection and Lubrication Annual 1246789111314152 for
TNTWA9-ACC | 12 | Rollup Door inspection and Lubrication- Annual | TNT-Routine Work Area 9 | TNT-RTE-WA9 | 2000000 | TNT-MCS-DR-0302 | Rollup Door inspection and Lubrication Annual 1246789111314152 for
TNTWA9-ACC | 12 | Rollup Door inspection and Lubrication- Annual | TNT-Routine Work Area 9 | TNT-RTE-WA9 | 3000000 | TNT-MCS-DR-1701 | Rollup Door inspection and Lubrication Annual 1246789111314152 for
TNTWA9-ACC | 12 | Rollup Door inspection and Lubrication- Annual | TNT-Routine Work Area 9 | TNT-RTE-WA9 | 4000000 | TNT-MCS-DR-0101 | Rollup Door inspection and Lubrication Annual 1246789111314152 for
TNTWA9-ACC | 22 | Exercise the potable water piping isolation valve- 3 Years | TNT-Routine Work Area 9 | TNT-RTE-WA9 | 2000000 | TNT-CW-V-0005 | Exercise the potable water piping isolation valve 3 Years for
TNTWA9-ACC | 22 | Exercise the potable water piping isolation valve- 3 Years | TNT-Routine Work Area 9 | TNT-RTE-WA9 | 1000000 | TNT-CW-V-0004 | Exercise the potable water piping isolation valve 3 Years for
TNTWA9-ACC | 22 | Exercise the potable water piping isolation valve- 3 Years | TNT-Routine Work Area 9 | TNT-RTE-WA9 | 3000000 | TNT-CW-V-0011 | Exercise the potable water piping isolation valve 3 Years for
TNTWA9-ACC | 22 | Exercise the potable water piping isolation valve- 3 Years | TNT-Routine Work Area 9 | TNT-RTE-WA9 | 6000000 | TNT-CW-V-0014 | Exercise the potable water piping isolation valve 3 Years for
TNTWA9-ACC | 22 | Exercise the potable water piping isolation valve- 3 Years | TNT-Routine Work Area 9 | TNT-RTE-WA9 | 4000000 | TNT-CW-V-0012 | Exercise the potable water piping isolation valve 3 Years for
TNTWA9-ACC | 22 | Exercise the potable water piping isolation valve- 3 Years | TNT-Routine Work Area 9 | TNT-RTE-WA9 | 7000000 | TNT-CW-V-0015 | Exercise the potable water piping isolation valve 3 Years for
TNTWA9-ACC | 22 | Exercise the potable water piping isolation valve- 3 Years | TNT-Routine Work Area 9 | TNT-RTE-WA9 | 5000000 | TNT-CW-V-0013 | Exercise the potable water piping isolation valve 3 Years for
TNTWA9-ACC | 22 | Exercise the potable water piping isolation valve- 3 Years | TNT-Routine Work Area 9 | TNT-RTE-WA9 | 8000000 | TNT-CW-V-0016 | Exercise the potable water piping isolation valve 3 Years for
TNTWA9-ACC | 22 | Exercise the potable water piping isolation valve- 3 Years | TNT-Routine Work Area 9 | TNT-RTE-WA9 | 10000000 | TNT-CW-V-0018 | Exercise the potable water piping isolation valve 3 Years for
TNTWA9-ACC | 22 | Exercise the potable water piping isolation valve- 3 Years | TNT-Routine Work Area 9 | TNT-RTE-WA9 | 9000000 | TNT-CW-V-0017 | Exercise the potable water piping isolation valve 3 Years for
TNTWA9-ACC | 22 | Exercise the potable water piping isolation valve- 3 Years | TNT-Routine Work Area 9 | TNT-RTE-WA9 | 11000000 | TNT-CW-V-0019 | Exercise the potable water piping isolation valve 3 Years for
TNTWA9-ACC | 22 | Exercise the potable water piping isolation valve- 3 Years | TNT-Routine Work Area 9 | TNT-RTE-WA9 | 12000000 | TNT-CW-V-0020 | Exercise the potable water piping isolation valve 3 Years for
TNTWA9-ACC | 22 | Exercise the potable water piping isolation valve- 3 Years | TNT-Routine Work Area 9 | TNT-RTE-WA9 | 13000000 | TNT-CW-V-0023 | Exercise the potable water piping isolation valve 3 Years for
TNTWA9-ACC | 22 | Exercise the potable water piping isolation valve- 3 Years | TNT-Routine Work Area 9 | TNT-RTE-WA9 | 15000000 | TNT-CW-V-0025 | Exercise the potable water piping isolation valve 3 Years for
TNTWA9-ACC | 22 | Exercise the potable water piping isolation valve- 3 Years | TNT-Routine Work Area 9 | TNT-RTE-WA9 | 14000000 | TNT-CW-V-0024 | Exercise the potable water piping isolation valve 3 Years for
TNTWA9-ACC | 22 | Exercise the potable water piping isolation valve- 3 Years | TNT-Routine Work Area 9 | TNT-RTE-WA9 | 17000000 | TNT-CW-V-0027 | Exercise the potable water piping isolation valve 3 Years for
TNTWA9-ACC | 22 | Exercise the potable water piping isolation valve- 3 Years | TNT-Routine Work Area 9 | TNT-RTE-WA9 | 16000000 | TNT-CW-V-0026 | Exercise the potable water piping isolation valve 3 Years for
TNTWA9-ACC | 22 | Exercise the potable water piping isolation valve- 3 Years | TNT-Routine Work Area 9 | TNT-RTE-WA9 | 20000000 | TNT-CW-V-0033 | Exercise the potable water piping isolation valve 3 Years for
TNTWA9-ACC | 22 | Exercise the potable water piping isolation valve- 3 Years | TNT-Routine Work Area 9 | TNT-RTE-WA9 | 18000000 | TNT-CW-V-0028 | Exercise the potable water piping isolation valve 3 Years for
TNTWA9-ACC | 22 | Exercise the potable water piping isolation valve- 3 Years | TNT-Routine Work Area 9 | TNT-RTE-WA9 | 22000000 | TNT-CW-V-0035 | Exercise the potable water piping isolation valve 3 Years for
TNTWA9-ACC | 22 | Exercise the potable water piping isolation valve- 3 Years | TNT-Routine Work Area 9 | TNT-RTE-WA9 | 19000000 | TNT-CW-V-0032 | Exercise the potable water piping isolation valve 3 Years for
TNTWA9-ACC | 22 | Exercise the potable water piping isolation valve- 3 Years | TNT-Routine Work Area 9 | TNT-RTE-WA9 | 23000000 | TNT-CW-V-0036 | Exercise the potable water piping isolation valve 3 Years for
TNTWA9-ACC | 22 | Exercise the potable water piping isolation valve- 3 Years | TNT-Routine Work Area 9 | TNT-RTE-WA9 | 21000000 | TNT-CW-V-0034 | Exercise the potable water piping isolation valve 3 Years for
TNTWA9-ACC | 22 | Exercise the potable water piping isolation valve- 3 Years | TNT-Routine Work Area 9 | TNT-RTE-WA9 | 24000000 | TNT-CW-V-0037 | Exercise the potable water piping isolation valve 3 Years for
TNTWA9-ACC | 22 | Exercise the potable water piping isolation valve- 3 Years | TNT-Routine Work Area 9 | TNT-RTE-WA9 | 26000000 | TNT-CW-V-0040 | Exercise the potable water piping isolation valve 3 Years for
TNTWA9-ACC | 22 | Exercise the potable water piping isolation valve- 3 Years | TNT-Routine Work Area 9 | TNT-RTE-WA9 | 25000000 | TNT-CW-V-0038 | Exercise the potable water piping isolation valve 3 Years for
TNTWA9-ACC | 22 | Exercise the potable water piping isolation valve- 3 Years | TNT-Routine Work Area 9 | TNT-RTE-WA9 | 27000000 | TNT-CW-V-0041 | Exercise the potable water piping isolation valve 3 Years for
TNTWA9-ACC | 22 | Exercise the potable water piping isolation valve- 3 Years | TNT-Routine Work Area 9 | TNT-RTE-WA9 | 30000000 | TNT-CW-V-0044 | Exercise the potable water piping isolation valve 3 Years for
TNTWA9-ACC | 22 | Exercise the potable water piping isolation valve- 3 Years | TNT-Routine Work Area 9 | TNT-RTE-WA9 | 28000000 | TNT-CW-V-0042 | Exercise the potable water piping isolation valve 3 Years for
TNTWA9-ACC | 22 | Exercise the potable water piping isolation valve- 3 Years | TNT-Routine Work Area 9 | TNT-RTE-WA9 | 32000000 | TNT-CW-V-0046 | Exercise the potable water piping isolation valve 3 Years for
TNTWA9-ACC | 22 | Exercise the potable water piping isolation valve- 3 Years | TNT-Routine Work Area 9 | TNT-RTE-WA9 | 29000000 | TNT-CW-V-0043 | Exercise the potable water piping isolation valve 3 Years for
TNTWA9-ACC | 22 | Exercise the potable water piping isolation valve- 3 Years | TNT-Routine Work Area 9 | TNT-RTE-WA9 | 33000000 | TNT-CW-V-0047 | Exercise the potable water piping isolation valve 3 Years for
TNTWA9-ACC | 22 | Exercise the potable water piping isolation valve- 3 Years | TNT-Routine Work Area 9 | TNT-RTE-WA9 | 31000000 | TNT-CW-V-0045 | Exercise the potable water piping isolation valve 3 Years for
TNTWA9-ACC | 22 | Exercise the potable water piping isolation valve- 3 Years | TNT-Routine Work Area 9 | TNT-RTE-WA9 | 34000000 | TNT-CW-V-0048 | Exercise the potable water piping isolation valve 3 Years for
TNTWA9-ACC | 22 | Exercise the potable water piping isolation valve- 3 Years | TNT-Routine Work Area 9 | TNT-RTE-WA9 | 35000000 | TNT-CW-V-0049 | Exercise the potable water piping isolation valve 3 Years for
TNTWA9-ACC | 22 | Exercise the potable water piping isolation valve- 3 Years | TNT-Routine Work Area 9 | TNT-RTE-WA9 | 40000000 | TNT-CW-V-0055 | Exercise the potable water piping isolation valve 3 Years for
TNTWA9-ACC | 22 | Exercise the potable water piping isolation valve- 3 Years | TNT-Routine Work Area 9 | TNT-RTE-WA9 | 36000000 | TNT-CW-V-0051 | Exercise the potable water piping isolation valve 3 Years for
TNTWA9-ACC | 22 | Exercise the potable water piping isolation valve- 3 Years | TNT-Routine Work Area 9 | TNT-RTE-WA9 | 37000000 | TNT-CW-V-0052 | Exercise the potable water piping isolation valve 3 Years for
TNTWA9-ACC | 22 | Exercise the potable water piping isolation valve- 3 Years | TNT-Routine Work Area 9 | TNT-RTE-WA9 | 38000000 | TNT-CW-V-0053 | Exercise the potable water piping isolation valve 3 Years for
TNTWA9-ACC | 22 | Exercise the potable water piping isolation valve- 3 Years | TNT-Routine Work Area 9 | TNT-RTE-WA9 | 39000000 | TNT-CW-V-0054 | Exercise the potable water piping isolation valve 3 Years for
TNTWA9-ACC | 22 | Exercise the potable water piping isolation valve- 3 Years | TNT-Routine Work Area 9 | TNT-RTE-WA9 | 41000000 | TNT-CW-V-0057 | Exercise the potable water piping isolation valve 3 Years for
TNTWA9-ACC | 22 | Exercise the potable water piping isolation valve- 3 Years | TNT-Routine Work Area 9 | TNT-RTE-WA9 | 42000000 | TNT-CW-V-0058 | Exercise the potable water piping isolation valve 3 Years for
TNTWA9-BO | 1 | Verify operation of the Low Water Level cut out trip circuit- Quarterly | TNT-Routine Work Area 9 | TNT-RTE-WA9 | 2000000 | TNT-ACC-LS-5201 | Verify operation of the Low Water Level cut out trip circuit Quarterly for
TNTWA9-BO | 1 | Verify operation of the Low Water Level cut out trip circuit- Quarterly | TNT-Routine Work Area 9 | TNT-RTE-WA9 | 1000000 | TNT-ACC-LS-5101 | Verify operation of the Low Water Level cut out trip circuit Quarterly for
TNTWA9-BO | 2 | Check the Burner furnace oil filter-Quarterly | TNT-Routine Work Area 9 | TNT-RTE-WA9 | 1000000 | TNT-ACC-BU-5101 | Check the Burner furnace oil filterQuarterly for
TNTWA9-BO | 2 | Check the Burner furnace oil filter-Quarterly | TNT-Routine Work Area 9 | TNT-RTE-WA9 | 2000000 | TNT-ACC-BU-5201 | Check the Burner furnace oil filterQuarterly for
TNTWA9-BO | 3 | Tactile and auditory inspection of the furnace oil feed pump and motor bearings- Quarterly | TNT-Routine Work Area 9 | TNT-RTE-WA9 | 1000000 | TNT-ACC-BU-5101 | Tactile and auditory inspection of the furnace oil feed pump and motor bearings Quarterly for
TNTWA9-BO | 3 | Tactile and auditory inspection of the furnace oil feed pump and motor bearings- Quarterly | TNT-Routine Work Area 9 | TNT-RTE-WA9 | 2000000 | TNT-ACC-BU-5201 | Tactile and auditory inspection of the furnace oil feed pump and motor bearings Quarterly for
TNTWA9-BO | 5 | Exercise the furnace oil manual valves-Quarterly | TNT-Routine Work Area 9 | TNT-RTE-WA9 | 1000000 | TNT-ACC-V-5129 | Exercise the furnace oil manual valvesQuarterly for
TNTWA9-BO | 5 | Exercise the furnace oil manual valves-Quarterly | TNT-Routine Work Area 9 | TNT-RTE-WA9 | 3000000 | TNT-ACC-V-5130 | Exercise the furnace oil manual valvesQuarterly for
TNTWA9-BO | 5 | Exercise the furnace oil manual valves-Quarterly | TNT-Routine Work Area 9 | TNT-RTE-WA9 | 2000000 | TNT-ACC-V-5229 | Exercise the furnace oil manual valvesQuarterly for
TNTWA9-BO | 5 | Exercise the furnace oil manual valves-Quarterly | TNT-Routine Work Area 9 | TNT-RTE-WA9 | 5000000 | TNT-ACC-V-5131 | Exercise the furnace oil manual valvesQuarterly for
TNTWA9-BO | 5 | Exercise the furnace oil manual valves-Quarterly | TNT-Routine Work Area 9 | TNT-RTE-WA9 | 4000000 | TNT-ACC-V-5230 | Exercise the furnace oil manual valvesQuarterly for
TNTWA9-BO | 5 | Exercise the furnace oil manual valves-Quarterly | TNT-Routine Work Area 9 | TNT-RTE-WA9 | 7000000 | TNT-ACC-V-0019 | Exercise the furnace oil manual valvesQuarterly for
TNTWA9-BO | 5 | Exercise the furnace oil manual valves-Quarterly | TNT-Routine Work Area 9 | TNT-RTE-WA9 | 6000000 | TNT-ACC-V-5231 | Exercise the furnace oil manual valvesQuarterly for
TNTWA9-BO | 6 | Exercise the hot water primary loop manual valves-Quarterly | TNT-Routine Work Area 9 | TNT-RTE-WA9 | 1000000 | TNT-ACC-V-5112 | Exercise the hot water primary loop manual valvesQuarterly for
TNTWA9-BO | 6 | Exercise the hot water primary loop manual valves-Quarterly | TNT-Routine Work Area 9 | TNT-RTE-WA9 | 2000000 | TNT-ACC-V-5113 | Exercise the hot water primary loop manual valvesQuarterly for
TNTWA9-BO | 6 | Exercise the hot water primary loop manual valves-Quarterly | TNT-Routine Work Area 9 | TNT-RTE-WA9 | 3000000 | TNT-ACC-V-5114 | Exercise the hot water primary loop manual valvesQuarterly for
TNTWA9-BO | 6 | Exercise the hot water primary loop manual valves-Quarterly | TNT-Routine Work Area 9 | TNT-RTE-WA9 | 4000000 | TNT-ACC-V-5213 | Exercise the hot water primary loop manual valvesQuarterly for
TNTWA9-BO | 6 | Exercise the hot water primary loop manual valves-Quarterly | TNT-Routine Work Area 9 | TNT-RTE-WA9 | 5000000 | TNT-ACC-V-5214 | Exercise the hot water primary loop manual valvesQuarterly for
TNTWA9-BO | 6 | Exercise the hot water primary loop manual valves-Quarterly | TNT-Routine Work Area 9 | TNT-RTE-WA9 | 7000000 | TNT-ACC-V-5212 | Exercise the hot water primary loop manual valvesQuarterly for
TNTWA9-BO | 6 | Exercise the hot water primary loop manual valves-Quarterly | TNT-Routine Work Area 9 | TNT-RTE-WA9 | 6000000 | TNT-ACC-V-5211 | Exercise the hot water primary loop manual valvesQuarterly for
TNTWA9-BO | 6 | Exercise the hot water primary loop manual valves-Quarterly | TNT-Routine Work Area 9 | TNT-RTE-WA9 | 12000000 | TNT-ACC-V-5107 | Exercise the hot water primary loop manual valvesQuarterly for
TNTWA9-BO | 6 | Exercise the hot water primary loop manual valves-Quarterly | TNT-Routine Work Area 9 | TNT-RTE-WA9 | 8000000 | TNT-ACC-V-5102 | Exercise the hot water primary loop manual valvesQuarterly for
TNTWA9-BO | 6 | Exercise the hot water primary loop manual valves-Quarterly | TNT-Routine Work Area 9 | TNT-RTE-WA9 | 13000000 | TNT-ACC-V-5108 | Exercise the hot water primary loop manual valvesQuarterly for
TNTWA9-BO | 6 | Exercise the hot water primary loop manual valves-Quarterly | TNT-Routine Work Area 9 | TNT-RTE-WA9 | 9000000 | TNT-ACC-V-5104 | Exercise the hot water primary loop manual valvesQuarterly for
TNTWA9-BO | 6 | Exercise the hot water primary loop manual valves-Quarterly | TNT-Routine Work Area 9 | TNT-RTE-WA9 | 16000000 | TNT-ACC-V-5206 | Exercise the hot water primary loop manual valvesQuarterly for
TNTWA9-BO | 6 | Exercise the hot water primary loop manual valves-Quarterly | TNT-Routine Work Area 9 | TNT-RTE-WA9 | 10000000 | TNT-ACC-V-5105 | Exercise the hot water primary loop manual valvesQuarterly for
TNTWA9-BO | 6 | Exercise the hot water primary loop manual valves-Quarterly | TNT-Routine Work Area 9 | TNT-RTE-WA9 | 17000000 | TNT-ACC-V-5207 | Exercise the hot water primary loop manual valvesQuarterly for
TNTWA9-BO | 6 | Exercise the hot water primary loop manual valves-Quarterly | TNT-Routine Work Area 9 | TNT-RTE-WA9 | 11000000 | TNT-ACC-V-5106 | Exercise the hot water primary loop manual valvesQuarterly for
TNTWA9-BO | 6 | Exercise the hot water primary loop manual valves-Quarterly | TNT-Routine Work Area 9 | TNT-RTE-WA9 | 18000000 | TNT-ACC-V-5208 | Exercise the hot water primary loop manual valvesQuarterly for
TNTWA9-BO | 6 | Exercise the hot water primary loop manual valves-Quarterly | TNT-Routine Work Area 9 | TNT-RTE-WA9 | 14000000 | TNT-ACC-V-5204 | Exercise the hot water primary loop manual valvesQuarterly for
TNTWA9-BO | 6 | Exercise the hot water primary loop manual valves-Quarterly | TNT-Routine Work Area 9 | TNT-RTE-WA9 | 25000000 | TNT-ACC-V-3003 | Exercise the hot water primary loop manual valvesQuarterly for
TNTWA9-BO | 6 | Exercise the hot water primary loop manual valves-Quarterly | TNT-Routine Work Area 9 | TNT-RTE-WA9 | 15000000 | TNT-ACC-V-5205 | Exercise the hot water primary loop manual valvesQuarterly for
TNTWA9-BO | 6 | Exercise the hot water primary loop manual valves-Quarterly | TNT-Routine Work Area 9 | TNT-RTE-WA9 | 26000000 | TNT-ACC-V-3004 | Exercise the hot water primary loop manual valvesQuarterly for
TNTWA9-BO | 6 | Exercise the hot water primary loop manual valves-Quarterly | TNT-Routine Work Area 9 | TNT-RTE-WA9 | 19000000 | TNT-ACC-V-3012 | Exercise the hot water primary loop manual valvesQuarterly for
TNTWA9-BO | 6 | Exercise the hot water primary loop manual valves-Quarterly | TNT-Routine Work Area 9 | TNT-RTE-WA9 | 29000000 | TNT-ACC-V-3007 | Exercise the hot water primary loop manual valvesQuarterly for
TNTWA9-BO | 6 | Exercise the hot water primary loop manual valves-Quarterly | TNT-Routine Work Area 9 | TNT-RTE-WA9 | 20000000 | TNT-ACC-V-3015 | Exercise the hot water primary loop manual valvesQuarterly for
TNTWA9-BO | 6 | Exercise the hot water primary loop manual valves-Quarterly | TNT-Routine Work Area 9 | TNT-RTE-WA9 | 31000000 | TNT-ACC-V-3009 | Exercise the hot water primary loop manual valvesQuarterly for
TNTWA9-BO | 6 | Exercise the hot water primary loop manual valves-Quarterly | TNT-Routine Work Area 9 | TNT-RTE-WA9 | 21000000 | TNT-ACC-V-3022 | Exercise the hot water primary loop manual valvesQuarterly for
TNTWA9-BO | 6 | Exercise the hot water primary loop manual valves-Quarterly | TNT-Routine Work Area 9 | TNT-RTE-WA9 | 32000000 | TNT-ACC-V-3053 | Exercise the hot water primary loop manual valvesQuarterly for
TNTWA9-BO | 6 | Exercise the hot water primary loop manual valves-Quarterly | TNT-Routine Work Area 9 | TNT-RTE-WA9 | 22000000 | TNT-ACC-V-3025 | Exercise the hot water primary loop manual valvesQuarterly for
TNTWA9-BO | 6 | Exercise the hot water primary loop manual valves-Quarterly | TNT-Routine Work Area 9 | TNT-RTE-WA9 | 33000000 | TNT-ACC-V-3054 | Exercise the hot water primary loop manual valvesQuarterly for
TNTWA9-BO | 6 | Exercise the hot water primary loop manual valves-Quarterly | TNT-Routine Work Area 9 | TNT-RTE-WA9 | 23000000 | TNT-ACC-V-3051 | Exercise the hot water primary loop manual valvesQuarterly for
TNTWA9-BO | 6 | Exercise the hot water primary loop manual valves-Quarterly | TNT-Routine Work Area 9 | TNT-RTE-WA9 | 37000000 | TNT-ACC-V-2102 | Exercise the hot water primary loop manual valvesQuarterly for
TNTWA9-BO | 6 | Exercise the hot water primary loop manual valves-Quarterly | TNT-Routine Work Area 9 | TNT-RTE-WA9 | 24000000 | TNT-ACC-V-3052 | Exercise the hot water primary loop manual valvesQuarterly for
TNTWA9-BO | 6 | Exercise the hot water primary loop manual valves-Quarterly | TNT-Routine Work Area 9 | TNT-RTE-WA9 | 38000000 | TNT-ACC-V-2106 | Exercise the hot water primary loop manual valvesQuarterly for
TNTWA9-BO | 6 | Exercise the hot water primary loop manual valves-Quarterly | TNT-Routine Work Area 9 | TNT-RTE-WA9 | 27000000 | TNT-ACC-V-3005 | Exercise the hot water primary loop manual valvesQuarterly for
TNTWA9-BO | 6 | Exercise the hot water primary loop manual valves-Quarterly | TNT-Routine Work Area 9 | TNT-RTE-WA9 | 40000000 | TNT-ACC-V-2206 | Exercise the hot water primary loop manual valvesQuarterly for
TNTWA9-BO | 6 | Exercise the hot water primary loop manual valves-Quarterly | TNT-Routine Work Area 9 | TNT-RTE-WA9 | 28000000 | TNT-ACC-V-3006 | Exercise the hot water primary loop manual valvesQuarterly for
TNTWA9-BO | 6 | Exercise the hot water primary loop manual valves-Quarterly | TNT-Routine Work Area 9 | TNT-RTE-WA9 | 41000000 | TNT-ACC-V-0003 | Exercise the hot water primary loop manual valvesQuarterly for
TNTWA9-BO | 6 | Exercise the hot water primary loop manual valves-Quarterly | TNT-Routine Work Area 9 | TNT-RTE-WA9 | 30000000 | TNT-ACC-V-3008 | Exercise the hot water primary loop manual valvesQuarterly for
TNTWA9-BO | 6 | Exercise the hot water primary loop manual valves-Quarterly | TNT-Routine Work Area 9 | TNT-RTE-WA9 | 43000000 | TNT-ACC-V-0005 | Exercise the hot water primary loop manual valvesQuarterly for
TNTWA9-BO | 6 | Exercise the hot water primary loop manual valves-Quarterly | TNT-Routine Work Area 9 | TNT-RTE-WA9 | 34000000 | TNT-ACC-V-3035 | Exercise the hot water primary loop manual valvesQuarterly for
TNTWA9-BO | 6 | Exercise the hot water primary loop manual valves-Quarterly | TNT-Routine Work Area 9 | TNT-RTE-WA9 | 44000000 | TNT-ACC-V-0006 | Exercise the hot water primary loop manual valvesQuarterly for
TNTWA9-BO | 6 | Exercise the hot water primary loop manual valves-Quarterly | TNT-Routine Work Area 9 | TNT-RTE-WA9 | 35000000 | TNT-ACC-V-3042 | Exercise the hot water primary loop manual valvesQuarterly for
TNTWA9-BO | 6 | Exercise the hot water primary loop manual valves-Quarterly | TNT-Routine Work Area 9 | TNT-RTE-WA9 | 50000000 | TNT-ACC-V-1101 | Exercise the hot water primary loop manual valvesQuarterly for
TNTWA9-BO | 6 | Exercise the hot water primary loop manual valves-Quarterly | TNT-Routine Work Area 9 | TNT-RTE-WA9 | 36000000 | TNT-ACC-V-3045 | Exercise the hot water primary loop manual valvesQuarterly for
TNTWA9-BO | 6 | Exercise the hot water primary loop manual valves-Quarterly | TNT-Routine Work Area 9 | TNT-RTE-WA9 | 52000000 | TNT-ACC-V-1106 | Exercise the hot water primary loop manual valvesQuarterly for
TNTWA9-BO | 6 | Exercise the hot water primary loop manual valves-Quarterly | TNT-Routine Work Area 9 | TNT-RTE-WA9 | 39000000 | TNT-ACC-V-2202 | Exercise the hot water primary loop manual valvesQuarterly for
TNTWA9-BO | 6 | Exercise the hot water primary loop manual valves-Quarterly | TNT-Routine Work Area 9 | TNT-RTE-WA9 | 42000000 | TNT-ACC-V-0004 | Exercise the hot water primary loop manual valvesQuarterly for
TNTWA9-BO | 6 | Exercise the hot water primary loop manual valves-Quarterly | TNT-Routine Work Area 9 | TNT-RTE-WA9 | 45000000 | TNT-ACC-V-0007 | Exercise the hot water primary loop manual valvesQuarterly for
TNTWA9-BO | 6 | Exercise the hot water primary loop manual valves-Quarterly | TNT-Routine Work Area 9 | TNT-RTE-WA9 | 46000000 | TNT-ACC-V-0008 | Exercise the hot water primary loop manual valvesQuarterly for
TNTWA9-BO | 6 | Exercise the hot water primary loop manual valves-Quarterly | TNT-Routine Work Area 9 | TNT-RTE-WA9 | 47000000 | TNT-ACC-V-0009 | Exercise the hot water primary loop manual valvesQuarterly for
TNTWA9-BO | 6 | Exercise the hot water primary loop manual valves-Quarterly | TNT-Routine Work Area 9 | TNT-RTE-WA9 | 48000000 | TNT-ACC-V-1110 | Exercise the hot water primary loop manual valvesQuarterly for
TNTWA9-BO | 6 | Exercise the hot water primary loop manual valves-Quarterly | TNT-Routine Work Area 9 | TNT-RTE-WA9 | 49000000 | TNT-ACC-V-1111 | Exercise the hot water primary loop manual valvesQuarterly for
TNTWA9-BO | 6 | Exercise the hot water primary loop manual valves-Quarterly | TNT-Routine Work Area 9 | TNT-RTE-WA9 | 51000000 | TNT-ACC-V-1105 | Exercise the hot water primary loop manual valvesQuarterly for
TNTWA9-BO | 18 | Remove and send PRV out for certification test- 2years | TNT-Routine Work Area 9 | TNT-RTE-WA9 | 1000000 | TNT-ACC-V-3001 | Remove and send PRV out for certification test 2years for
TNTWA9-BO | 18 | Remove and send PRV out for certification test- 2years | TNT-Routine Work Area 9 | TNT-RTE-WA9 | 2000000 | TNT-ACC-V-5115 | Remove and send PRV out for certification test 2years for
TNTWA9-BO | 18 | Remove and send PRV out for certification test- 2years | TNT-Routine Work Area 9 | TNT-RTE-WA9 | 3000000 | TNT-ACC-V-5215 | Remove and send PRV out for certification test 2years for
TNTWA9-BO | 18 | Remove and send PRV out for certification test- 2years | TNT-Routine Work Area 9 | TNT-RTE-WA9 | 5000000 | TNT-ACC-V-5203 | Remove and send PRV out for certification test 2years for
TNTWA9-BO | 18 | Remove and send PRV out for certification test- 2years | TNT-Routine Work Area 9 | TNT-RTE-WA9 | 4000000 | TNT-ACC-V-5103 | Remove and send PRV out for certification test 2years for
TNTWA9-BO | 18 | Remove and send PRV out for certification test- 2years | TNT-Routine Work Area 9 | TNT-RTE-WA9 | 6000000 | TNT-ACC-V-1104 | Remove and send PRV out for certification test 2years for
TNTWA9-BO | 18 | Remove and send PRV out for certification test- 2years | TNT-Routine Work Area 9 | TNT-RTE-WA9 | 7000000 | TNT-ACC-V-1112 | Remove and send PRV out for certification test 2years for
TNTWA9-BO | 19 | Boiler internal inspection- 4 years | TNT-Routine Work Area 9 | TNT-RTE-WA9 | 1000000 | TNT-ACC-BO-5100 | Boiler internal inspection 4 years for
TNTWA9-BO | 19 | Boiler internal inspection- 4 years | TNT-Routine Work Area 9 | TNT-RTE-WA9 | 2000000 | TNT-ACC-BO-5200 | Boiler internal inspection 4 years for
TNTWA9-CSO | 3 | Check Motor Sensor- 2 Years | TNT-Routine Work Area 9 | TNT-RTE-WA9 | 1000000 | TNT-CSO-P-0100 | Check Motor Sensor 2 Years for
TNTWA9-CSO | 3 | Check Motor Sensor- 2 Years | TNT-Routine Work Area 9 | TNT-RTE-WA9 | 4000000 | TNT-CSO-P-0400 | Check Motor Sensor 2 Years for
TNTWA9-CSO | 3 | Check Motor Sensor- 2 Years | TNT-Routine Work Area 9 | TNT-RTE-WA9 | 2000000 | TNT-CSO-P-0200 | Check Motor Sensor 2 Years for
TNTWA9-CSO | 3 | Check Motor Sensor- 2 Years | TNT-Routine Work Area 9 | TNT-RTE-WA9 | 3000000 | TNT-CSO-P-0300 | Check Motor Sensor 2 Years for
TNTWA9-CSO | 4 | Centrifugal Pump Seal inspection and Lubrication- 2 Years | TNT-Routine Work Area 9 | TNT-RTE-WA9 | 3000000 | TNT-CSO-P-0300 | Centrifugal Pump Seal inspection and Lubrication 2 Years for
TNTWA9-CSO | 4 | Centrifugal Pump Seal inspection and Lubrication- 2 Years | TNT-Routine Work Area 9 | TNT-RTE-WA9 | 1000000 | TNT-CSO-P-0100 | Centrifugal Pump Seal inspection and Lubrication 2 Years for
TNTWA9-CSO | 4 | Centrifugal Pump Seal inspection and Lubrication- 2 Years | TNT-Routine Work Area 9 | TNT-RTE-WA9 | 4000000 | TNT-CSO-P-0400 | Centrifugal Pump Seal inspection and Lubrication 2 Years for
TNTWA9-CSO | 4 | Centrifugal Pump Seal inspection and Lubrication- 2 Years | TNT-Routine Work Area 9 | TNT-RTE-WA9 | 2000000 | TNT-CSO-P-0200 | Centrifugal Pump Seal inspection and Lubrication 2 Years for
TNTWA9-DIS | 1 | Calibration of the Cl/ ORP analyzer sample probe (Legislative)-Quarterly | TNT-Routine Work Area 9 | TNT-RTE-WA9 | 3000000 | TNT-DCL-AIT-0002 | Cleaning and Calibration of ClORP analyzer Sample Probe for
TNTWA9-DIS | 1 | Calibration of the Cl/ ORP analyzer sample probe (Legislative)-Quarterly | TNT-Routine Work Area 9 | TNT-RTE-WA9 | 1000000 | TNT-DIS-AIT-0101 | Cleaning and Calibration of ClORP analyzer Sample Probe for
TNTWA9-DIS | 1 | Calibration of the Cl/ ORP analyzer sample probe (Legislative)-Quarterly | TNT-Routine Work Area 9 | TNT-RTE-WA9 | 2000000 | TNT-DIS-AIT-0201 | Cleaning and Calibration of ClORP analyzer Sample Probe for
TNTWA9-DIS | 4 | Inspect and exercise the manual sodium hypochlorite valve- Quarterly | TNT-Routine Work Area 9 | TNT-RTE-WA9 | 1000000 | TNT-DIS-V-0701 | Inspect and exercise the manual sodium hypochlorite valve for
TNTWA9-DIS | 4 | Inspect and exercise the manual sodium hypochlorite valve- Quarterly | TNT-Routine Work Area 9 | TNT-RTE-WA9 | 2000000 | TNT-DIS-V-0702 | Inspect and exercise the manual sodium hypochlorite valve for
TNTWA9-DIS | 4 | Inspect and exercise the manual sodium hypochlorite valve- Quarterly | TNT-Routine Work Area 9 | TNT-RTE-WA9 | 3000000 | TNT-DIS-V-0703 | Inspect and exercise the manual sodium hypochlorite valve for
TNTWA9-DIS | 4 | Inspect and exercise the manual sodium hypochlorite valve- Quarterly | TNT-Routine Work Area 9 | TNT-RTE-WA9 | 5000000 | TNT-DIS-V-0711 | Inspect and exercise the manual sodium hypochlorite valve for
TNTWA9-DIS | 4 | Inspect and exercise the manual sodium hypochlorite valve- Quarterly | TNT-Routine Work Area 9 | TNT-RTE-WA9 | 4000000 | TNT-DIS-V-0708 | Inspect and exercise the manual sodium hypochlorite valve for
TNTWA9-DIS | 4 | Inspect and exercise the manual sodium hypochlorite valve- Quarterly | TNT-Routine Work Area 9 | TNT-RTE-WA9 | 6000000 | TNT-DIS-V-0713 | Inspect and exercise the manual sodium hypochlorite valve for
TNTWA9-DIS | 4 | Inspect and exercise the manual sodium hypochlorite valve- Quarterly | TNT-Routine Work Area 9 | TNT-RTE-WA9 | 7000000 | TNT-DIS-V-0714 | Inspect and exercise the manual sodium hypochlorite valve for
TNTWA9-DIS | 4 | Inspect and exercise the manual sodium hypochlorite valve- Quarterly | TNT-Routine Work Area 9 | TNT-RTE-WA9 | 11000000 | TNT-DIS-V-0808 | Inspect and exercise the manual sodium hypochlorite valve for
TNTWA9-DIS | 4 | Inspect and exercise the manual sodium hypochlorite valve- Quarterly | TNT-Routine Work Area 9 | TNT-RTE-WA9 | 8000000 | TNT-DIS-V-0801 | Inspect and exercise the manual sodium hypochlorite valve for
TNTWA9-DIS | 4 | Inspect and exercise the manual sodium hypochlorite valve- Quarterly | TNT-Routine Work Area 9 | TNT-RTE-WA9 | 12000000 | TNT-DIS-V-0811 | Inspect and exercise the manual sodium hypochlorite valve for
TNTWA9-DIS | 4 | Inspect and exercise the manual sodium hypochlorite valve- Quarterly | TNT-Routine Work Area 9 | TNT-RTE-WA9 | 9000000 | TNT-DIS-V-0802 | Inspect and exercise the manual sodium hypochlorite valve for
TNTWA9-DIS | 4 | Inspect and exercise the manual sodium hypochlorite valve- Quarterly | TNT-Routine Work Area 9 | TNT-RTE-WA9 | 14000000 | TNT-DIS-V-0814 | Inspect and exercise the manual sodium hypochlorite valve for
TNTWA9-DIS | 4 | Inspect and exercise the manual sodium hypochlorite valve- Quarterly | TNT-Routine Work Area 9 | TNT-RTE-WA9 | 10000000 | TNT-DIS-V-0803 | Inspect and exercise the manual sodium hypochlorite valve for
TNTWA9-DIS | 4 | Inspect and exercise the manual sodium hypochlorite valve- Quarterly | TNT-Routine Work Area 9 | TNT-RTE-WA9 | 15000000 | TNT-DIS-V-0001 | Inspect and exercise the manual sodium hypochlorite valve for
TNTWA9-DIS | 4 | Inspect and exercise the manual sodium hypochlorite valve- Quarterly | TNT-Routine Work Area 9 | TNT-RTE-WA9 | 13000000 | TNT-DIS-V-0813 | Inspect and exercise the manual sodium hypochlorite valve for
TNTWA9-DIS | 4 | Inspect and exercise the manual sodium hypochlorite valve- Quarterly | TNT-Routine Work Area 9 | TNT-RTE-WA9 | 19000000 | TNT-DIS-V-0501 | Inspect and exercise the manual sodium hypochlorite valve for
TNTWA9-DIS | 4 | Inspect and exercise the manual sodium hypochlorite valve- Quarterly | TNT-Routine Work Area 9 | TNT-RTE-WA9 | 16000000 | TNT-DIS-V-0002 | Inspect and exercise the manual sodium hypochlorite valve for
TNTWA9-DIS | 4 | Inspect and exercise the manual sodium hypochlorite valve- Quarterly | TNT-Routine Work Area 9 | TNT-RTE-WA9 | 20000000 | TNT-DIS-V-0502 | Inspect and exercise the manual sodium hypochlorite valve for
TNTWA9-DIS | 4 | Inspect and exercise the manual sodium hypochlorite valve- Quarterly | TNT-Routine Work Area 9 | TNT-RTE-WA9 | 17000000 | TNT-DIS-V-0003 | Inspect and exercise the manual sodium hypochlorite valve for
TNTWA9-DIS | 4 | Inspect and exercise the manual sodium hypochlorite valve- Quarterly | TNT-Routine Work Area 9 | TNT-RTE-WA9 | 22000000 | TNT-DIS-V-0504 | Inspect and exercise the manual sodium hypochlorite valve for
TNTWA9-DIS | 4 | Inspect and exercise the manual sodium hypochlorite valve- Quarterly | TNT-Routine Work Area 9 | TNT-RTE-WA9 | 18000000 | TNT-DIS-V-0004 | Inspect and exercise the manual sodium hypochlorite valve for
TNTWA9-DIS | 4 | Inspect and exercise the manual sodium hypochlorite valve- Quarterly | TNT-Routine Work Area 9 | TNT-RTE-WA9 | 23000000 | TNT-DIS-V-0601 | Inspect and exercise the manual sodium hypochlorite valve for
TNTWA9-DIS | 4 | Inspect and exercise the manual sodium hypochlorite valve- Quarterly | TNT-Routine Work Area 9 | TNT-RTE-WA9 | 21000000 | TNT-DIS-V-0503 | Inspect and exercise the manual sodium hypochlorite valve for
TNTWA9-DIS | 4 | Inspect and exercise the manual sodium hypochlorite valve- Quarterly | TNT-Routine Work Area 9 | TNT-RTE-WA9 | 24000000 | TNT-DIS-V-0602 | Inspect and exercise the manual sodium hypochlorite valve for
TNTWA9-DIS | 4 | Inspect and exercise the manual sodium hypochlorite valve- Quarterly | TNT-Routine Work Area 9 | TNT-RTE-WA9 | 25000000 | TNT-DIS-V-0603 | Inspect and exercise the manual sodium hypochlorite valve for
TNTWA9-DIS | 4 | Inspect and exercise the manual sodium hypochlorite valve- Quarterly | TNT-Routine Work Area 9 | TNT-RTE-WA9 | 26000000 | TNT-DIS-V-0604 | Inspect and exercise the manual sodium hypochlorite valve for
TNTWA9-DIS | 5 | Inspect and exercise the manual sodium bi sulphate valves-Quarterly | TNT-Routine Work Area 9 | TNT-RTE-WA9 | 1000000 | TNT-DCL-V-0001 | Inspect and exercise the manual sodium bi sulphate valves for
TNTWA9-DIS | 5 | Inspect and exercise the manual sodium bi sulphate valves-Quarterly | TNT-Routine Work Area 9 | TNT-RTE-WA9 | 2000000 | TNT-DCL-V-0002 | Inspect and exercise the manual sodium bi sulphate valves for
TNTWA9-DIS | 5 | Inspect and exercise the manual sodium bi sulphate valves-Quarterly | TNT-Routine Work Area 9 | TNT-RTE-WA9 | 4000000 | TNT-DCL-V-0101 | Inspect and exercise the manual sodium bi sulphate valves for
TNTWA9-DIS | 5 | Inspect and exercise the manual sodium bi sulphate valves-Quarterly | TNT-Routine Work Area 9 | TNT-RTE-WA9 | 3000000 | TNT-DCL-V-0003 | Inspect and exercise the manual sodium bi sulphate valves for
TNTWA9-DIS | 5 | Inspect and exercise the manual sodium bi sulphate valves-Quarterly | TNT-Routine Work Area 9 | TNT-RTE-WA9 | 7000000 | TNT-DCL-V-0201 | Inspect and exercise the manual sodium bi sulphate valves for
TNTWA9-DIS | 5 | Inspect and exercise the manual sodium bi sulphate valves-Quarterly | TNT-Routine Work Area 9 | TNT-RTE-WA9 | 5000000 | TNT-DCL-V-0102 | Inspect and exercise the manual sodium bi sulphate valves for
TNTWA9-DIS | 5 | Inspect and exercise the manual sodium bi sulphate valves-Quarterly | TNT-Routine Work Area 9 | TNT-RTE-WA9 | 8000000 | TNT-DCL-V-0202 | Inspect and exercise the manual sodium bi sulphate valves for
TNTWA9-DIS | 5 | Inspect and exercise the manual sodium bi sulphate valves-Quarterly | TNT-Routine Work Area 9 | TNT-RTE-WA9 | 6000000 | TNT-DCL-V-0104 | Inspect and exercise the manual sodium bi sulphate valves for
TNTWA9-DIS | 5 | Inspect and exercise the manual sodium bi sulphate valves-Quarterly | TNT-Routine Work Area 9 | TNT-RTE-WA9 | 9000000 | TNT-DCL-V-0204 | Inspect and exercise the manual sodium bi sulphate valves for
TNTWA9-DIS | 5 | Inspect and exercise the manual sodium bi sulphate valves-Quarterly | TNT-Routine Work Area 9 | TNT-RTE-WA9 | 11000000 | TNT-DCL-V-0302 | Inspect and exercise the manual sodium bi sulphate valves for
TNTWA9-DIS | 5 | Inspect and exercise the manual sodium bi sulphate valves-Quarterly | TNT-Routine Work Area 9 | TNT-RTE-WA9 | 10000000 | TNT-DCL-V-0301 | Inspect and exercise the manual sodium bi sulphate valves for
TNTWA9-DIS | 5 | Inspect and exercise the manual sodium bi sulphate valves-Quarterly | TNT-Routine Work Area 9 | TNT-RTE-WA9 | 12000000 | TNT-DCL-V-0303 | Inspect and exercise the manual sodium bi sulphate valves for
TNTWA9-DIS | 5 | Inspect and exercise the manual sodium bi sulphate valves-Quarterly | TNT-Routine Work Area 9 | TNT-RTE-WA9 | 14000000 | TNT-DCL-V-0312 | Inspect and exercise the manual sodium bi sulphate valves for
TNTWA9-DIS | 5 | Inspect and exercise the manual sodium bi sulphate valves-Quarterly | TNT-Routine Work Area 9 | TNT-RTE-WA9 | 13000000 | TNT-DCL-V-0310 | Inspect and exercise the manual sodium bi sulphate valves for
TNTWA9-DIS | 5 | Inspect and exercise the manual sodium bi sulphate valves-Quarterly | TNT-Routine Work Area 9 | TNT-RTE-WA9 | 15000000 | TNT-DCL-V-0313 | Inspect and exercise the manual sodium bi sulphate valves for
TNTWA9-DIS | 5 | Inspect and exercise the manual sodium bi sulphate valves-Quarterly | TNT-Routine Work Area 9 | TNT-RTE-WA9 | 16000000 | TNT-DCL-V-0413 | Inspect and exercise the manual sodium bi sulphate valves for
TNTWA9-DIS | 5 | Inspect and exercise the manual sodium bi sulphate valves-Quarterly | TNT-Routine Work Area 9 | TNT-RTE-WA9 | 17000000 | TNT-DCL-V-0401 | Inspect and exercise the manual sodium bi sulphate valves for
TNTWA9-DIS | 5 | Inspect and exercise the manual sodium bi sulphate valves-Quarterly | TNT-Routine Work Area 9 | TNT-RTE-WA9 | 18000000 | TNT-DCL-V-0402 | Inspect and exercise the manual sodium bi sulphate valves for
TNTWA9-DIS | 5 | Inspect and exercise the manual sodium bi sulphate valves-Quarterly | TNT-Routine Work Area 9 | TNT-RTE-WA9 | 19000000 | TNT-DCL-V-0403 | Inspect and exercise the manual sodium bi sulphate valves for
TNTWA9-DIS | 8 | Clean the chemical dosing pump diaphragm and valves-6 monthly | TNT-Routine Work Area 9 | TNT-RTE-WA9 | 1000000 | TNT-DCL-P-0300 | Clean the chemical dosing pump diaphragm and valves for
TNTWA9-DIS | 8 | Clean the chemical dosing pump diaphragm and valves-6 monthly | TNT-Routine Work Area 9 | TNT-RTE-WA9 | 2000000 | TNT-DCL-P-0400 | Clean the chemical dosing pump diaphragm and valves for
TNTWA9-DIS | 8 | Clean the chemical dosing pump diaphragm and valves-6 monthly | TNT-Routine Work Area 9 | TNT-RTE-WA9 | 3000000 | TNT-DIS-P-0700 | Clean the chemical dosing pump diaphragm and valves for
TNTWA9-DIS | 8 | Clean the chemical dosing pump diaphragm and valves-6 monthly | TNT-Routine Work Area 9 | TNT-RTE-WA9 | 4000000 | TNT-DIS-P-0800 | Clean the chemical dosing pump diaphragm and valves for
TNTWA9-DIS | 13 | Lubrication for sluice gate & Oil Check of Actuator- Annual | TNT-Routine Work Area 9 | TNT-RTE-WA9 | 1000000 | TNT-DIS-G-0101 | Lubrication for sluice gate inlet stem for
TNTWA9-DIS | 13 | Lubrication for sluice gate & Oil Check of Actuator- Annual | TNT-Routine Work Area 9 | TNT-RTE-WA9 | 2000000 | TNT-DIS-G-0102 | Lubrication for sluice gate inlet stem for
TNTWA9-DIS | 13 | Lubrication for sluice gate & Oil Check of Actuator- Annual | TNT-Routine Work Area 9 | TNT-RTE-WA9 | 4000000 | TNT-DIS-G-0202 | Lubrication for sluice gate inlet stem for
TNTWA9-DIS | 13 | Lubrication for sluice gate & Oil Check of Actuator- Annual | TNT-Routine Work Area 9 | TNT-RTE-WA9 | 3000000 | TNT-DIS-G-0201 | Lubrication for sluice gate inlet stem for
TNTWA9-DIS | 14 | Cleaning of the Cl/ORP analyzer sample probe- weekly | TNT-Routine Work Area 9 | TNT-RTE-WA9 | 2000000 | TNT-DIS-AIT-0201 | Cleaning of the ClORP analyzer sample probe weekly for
TNTWA9-DIS | 14 | Cleaning of the Cl/ORP analyzer sample probe- weekly | TNT-Routine Work Area 9 | TNT-RTE-WA9 | 1000000 | TNT-DIS-AIT-0101 | Cleaning of the ClORP analyzer sample probe weekly for
TNTWA9-DIS | 14 | Cleaning of the Cl/ORP analyzer sample probe- weekly | TNT-Routine Work Area 9 | TNT-RTE-WA9 | 3000000 | TNT-DCL-AIT-0002 | Cleaning of the ClORP analyzer sample probe weekly for
TNTWA9-DIS | 18 | Sodium Hypochlorite line flushing by Plant Technician- Weekly | TNT-Routine Work Area 9 | TNT-RTE-WA9 | 1000000 | TNT-DIS-P-0700 | Sodium Hypochlorite line flushing by Plant Technician Weekly for
TNTWA9-DIS | 18 | Sodium Hypochlorite line flushing by Plant Technician- Weekly | TNT-Routine Work Area 9 | TNT-RTE-WA9 | 2000000 | TNT-DIS-P-0800 | Sodium Hypochlorite line flushing by Plant Technician Weekly for
TNTWA9-DIS | 19 | Sodium Bi-Sulphie line flushing by Plant Technician- Weekly | TNT-Routine Work Area 9 | TNT-RTE-WA9 | 1000000 | TNT-DCL-P-0300 | Sodium BiSulphie line flushing by Plant Technician Weekly for
TNTWA9-DIS | 19 | Sodium Bi-Sulphie line flushing by Plant Technician- Weekly | TNT-Routine Work Area 9 | TNT-RTE-WA9 | 2000000 | TNT-DCL-P-0400 | Sodium BiSulphie line flushing by Plant Technician Weekly for
TNTWA9-PLT | 9 | Inspect the bar screen / Clasifier screw conveyor gearbox oil level-6 Months | Conveyor, Shaftless | TNT-PLT-CV-0101 | 1000000 | TNT-PLT-CV-0101 | Inspect the bar screen Clasifier screw conveyor gearbox oil level6 Months for
TNTWA9-PLT | 9 | Inspect the bar screen / Clasifier screw conveyor gearbox oil level-6 Months | Conveyor, Shaftless | TNT-PLT-CV-0101 | 2000000 | TNT-PLT-CL-0301 | Inspect the bar screen Clasifier screw conveyor gearbox oil level6 Months for
TNTWA9-PLT | 10 | Lubricate the bar screen channel inlet and discharge sluice gate stem-6 Monthly | TNT-Routine Work Area 9 | TNT-RTE-WA9 | 2000000 | TNT-PLT-G-0002B | Lubricate the bar screen channel inlet and discharge sluice gate stem6 Monthly for
TNTWA9-PLT | 10 | Lubricate the bar screen channel inlet and discharge sluice gate stem-6 Monthly | TNT-Routine Work Area 9 | TNT-RTE-WA9 | 1000000 | TNT-PLT-G-0002A | Lubricate the bar screen channel inlet and discharge sluice gate stem6 Monthly for
TNTWA9-PLT | 10 | Lubricate the bar screen channel inlet and discharge sluice gate stem-6 Monthly | TNT-Routine Work Area 9 | TNT-RTE-WA9 | 3000000 | TNT-PLT-G-0003A | Lubricate the bar screen channel inlet and discharge sluice gate stem6 Monthly for
TNTWA9-PLT | 10 | Lubricate the bar screen channel inlet and discharge sluice gate stem-6 Monthly | TNT-Routine Work Area 9 | TNT-RTE-WA9 | 4000000 | TNT-PLT-G-0003B | Lubricate the bar screen channel inlet and discharge sluice gate stem6 Monthly for
TNTWA9-PLT | 10 | Lubricate the bar screen channel inlet and discharge sluice gate stem-6 Monthly | TNT-Routine Work Area 9 | TNT-RTE-WA9 | 5000000 | TNT-PLT-G-0001 | Lubricate the bar screen channel inlet and discharge sluice gate stem6 Monthly for
TNTWA9-PLT | 15 | Calibration of the Flow Transmitter- Annual | TNT-Routine Work Area 9 | TNT-RTE-WA9 | 2000000 | TNT-DCL-FIT-0002 | Calibration of the Flow Transmitter Annual for
TNTWA9-PLT | 15 | Calibration of the Flow Transmitter- Annual | TNT-Routine Work Area 9 | TNT-RTE-WA9 | 1000000 | TNT-PLT-FIT-0001 | Calibration of the Flow Transmitter Annual for
TNTWA9-PM | 6 | Verification and testing of Autosampler- Quarterly Routine | TNT-Routine Work Area 9 | TNT-RTE-WA9 | 2000000 | TNT-AER-SP-0001 | Verification and testing of Autosampler Quarterly for
TNTWA9-PM | 6 | Verification and testing of Autosampler- Quarterly Routine | TNT-Routine Work Area 9 | TNT-RTE-WA9 | 1000000 | TNT-PLT-SP-0001 | Verification and testing of Autosampler Quarterly for
TNTWA9-PM | 6 | Verification and testing of Autosampler- Quarterly Routine | TNT-Routine Work Area 9 | TNT-RTE-WA9 | 3000000 | TNT-FT-SP-0003 | Verification and testing of Autosampler Quarterly for
TNTWA9-PM | 6 | Verification and testing of Autosampler- Quarterly Routine | TNT-Routine Work Area 9 | TNT-RTE-WA9 | 4000000 | TNT-CSO-SP-0300 | Verification and testing of Autosampler Quarterly for
TNTWA9-PM | 22 | New Aeration Blower check - Monday | TNT-Routine Work Area 9 | TNT-RTE-WA9 | 1000000 | TNT-AER-BL-1201 | New Aeration Blower check Daily for
TNTWA9-PM | 22 | New Aeration Blower check - Monday | TNT-Routine Work Area 9 | TNT-RTE-WA9 | 2000000 | TNT-AER-BL-1301 | New Aeration Blower check Daily for
TNTWA9-PM | 22 | New Aeration Blower check - Monday | TNT-Routine Work Area 9 | TNT-RTE-WA9 | 3000000 | TNT-AER-BL-1101 | New Aeration Blower check Daily for
TNTWA9-PM | 24 | New Aeration Blower check - weekly | TNT-Routine Work Area 9 | TNT-RTE-WA9 | 2000000 | TNT-AER-BL-1201 | New Aeration Blower check weekly for
TNTWA9-PM | 24 | New Aeration Blower check - weekly | TNT-Routine Work Area 9 | TNT-RTE-WA9 | 1000000 | TNT-AER-BL-1301 | New Aeration Blower check weekly for
TNTWA9-PM | 24 | New Aeration Blower check - weekly | TNT-Routine Work Area 9 | TNT-RTE-WA9 | 3000000 | TNT-AER-BL-1101 | New Aeration Blower check weekly for
TNTWA9-PM | 31 | New Blower Weekly - inspection and cleaning | TNT-Routine Work Area 9 | TNT-RTE-WA9 | 2000000 | TNT-AER-BL-1201 | New Blower Weekly inspection and cleaning for
TNTWA9-PM | 31 | New Blower Weekly - inspection and cleaning | TNT-Routine Work Area 9 | TNT-RTE-WA9 | 1000000 | TNT-AER-BL-1301 | New Blower Weekly inspection and cleaning for
TNTWA9-PM | 31 | New Blower Weekly - inspection and cleaning | TNT-Routine Work Area 9 | TNT-RTE-WA9 | 3000000 | TNT-AER-BL-1101 | New Blower Weekly inspection and cleaning for
TNTWA9-PM | 32 | New Blower Pre-Filter inspection-Weekly | TNT-Routine Work Area 9 | TNT-RTE-WA9 | 2000000 | TNT-AER-BL-1201 | New Blower PreFilter inspectionWeekly for
TNTWA9-PM | 32 | New Blower Pre-Filter inspection-Weekly | TNT-Routine Work Area 9 | TNT-RTE-WA9 | 1000000 | TNT-AER-BL-1301 | New Blower PreFilter inspectionWeekly for
TNTWA9-PM | 32 | New Blower Pre-Filter inspection-Weekly | TNT-Routine Work Area 9 | TNT-RTE-WA9 | 3000000 | TNT-AER-BL-1101 | New Blower PreFilter inspectionWeekly for
TNTWA9-PM | 33 | New Aeration Blower check - Tuesday | TNT-Routine Work Area 9 | TNT-RTE-WA9 | 3000000 | TNT-AER-BL-1101 | New Aeration Blower check Daily for
TNTWA9-PM | 33 | New Aeration Blower check - Tuesday | TNT-Routine Work Area 9 | TNT-RTE-WA9 | 1000000 | TNT-AER-BL-1301 | New Aeration Blower check Daily for
TNTWA9-PM | 33 | New Aeration Blower check - Tuesday | TNT-Routine Work Area 9 | TNT-RTE-WA9 | 2000000 | TNT-AER-BL-1201 | New Aeration Blower check Daily for
TNTWA9-PM | 34 | New Aeration Blower check - Wednesday | TNT-Routine Work Area 9 | TNT-RTE-WA9 | 3000000 | TNT-AER-BL-1101 | New Aeration Blower check Daily for
TNTWA9-PM | 34 | New Aeration Blower check - Wednesday | TNT-Routine Work Area 9 | TNT-RTE-WA9 | 1000000 | TNT-AER-BL-1301 | New Aeration Blower check Daily for
TNTWA9-PM | 34 | New Aeration Blower check - Wednesday | TNT-Routine Work Area 9 | TNT-RTE-WA9 | 2000000 | TNT-AER-BL-1201 | New Aeration Blower check Daily for
TNTWA9-PM | 35 | New Aeration Blower check - Thursday | TNT-Routine Work Area 9 | TNT-RTE-WA9 | 1000000 | TNT-AER-BL-1301 | New Aeration Blower check Daily for
TNTWA9-PM | 35 | New Aeration Blower check - Thursday | TNT-Routine Work Area 9 | TNT-RTE-WA9 | 2000000 | TNT-AER-BL-1201 | New Aeration Blower check Daily for
TNTWA9-PM | 35 | New Aeration Blower check - Thursday | TNT-Routine Work Area 9 | TNT-RTE-WA9 | 3000000 | TNT-AER-BL-1101 | New Aeration Blower check Daily for
TNTWA9-PM | 36 | New Aeration Blower check - Friday | TNT-Routine Work Area 9 | TNT-RTE-WA9 | 3000000 | TNT-AER-BL-1101 | New Aeration Blower check Daily for
TNTWA9-PM | 36 | New Aeration Blower check - Friday | TNT-Routine Work Area 9 | TNT-RTE-WA9 | 1000000 | TNT-AER-BL-1301 | New Aeration Blower check Daily for
TNTWA9-PM | 36 | New Aeration Blower check - Friday | TNT-Routine Work Area 9 | TNT-RTE-WA9 | 2000000 | TNT-AER-BL-1201 | New Aeration Blower check Daily for
TNTWA9-PM | 37 | New Aeration Blower check - Saturday | TNT-Routine Work Area 9 | TNT-RTE-WA9 | 1000000 | TNT-AER-BL-1301 | New Aeration Blower check Daily for
TNTWA9-PM | 37 | New Aeration Blower check - Saturday | TNT-Routine Work Area 9 | TNT-RTE-WA9 | 3000000 | TNT-AER-BL-1101 | New Aeration Blower check Daily for
TNTWA9-PM | 37 | New Aeration Blower check - Saturday | TNT-Routine Work Area 9 | TNT-RTE-WA9 | 2000000 | TNT-AER-BL-1201 | New Aeration Blower check Daily for
TNTWA9-PM | 38 | New Aeration Blower check - Sunday | TNT-Routine Work Area 9 | TNT-RTE-WA9 | 1000000 | TNT-AER-BL-1301 | New Aeration Blower check Daily for
TNTWA9-PM | 38 | New Aeration Blower check - Sunday | TNT-Routine Work Area 9 | TNT-RTE-WA9 | 2000000 | TNT-AER-BL-1201 | New Aeration Blower check Daily for
TNTWA9-PM | 38 | New Aeration Blower check - Sunday | TNT-Routine Work Area 9 | TNT-RTE-WA9 | 3000000 | TNT-AER-BL-1101 | New Aeration Blower check Daily for
TNTWA9-PM | 39 | New Aeration Blower check by EICT - Monday | TNT-Routine Work Area 9 | TNT-RTE-WA9 | 1000000 | TNT-AER-RPU-0114 | New Aeration Blower check by EICT Monday for
TNTWA9-PM | 39 | New Aeration Blower check by EICT - Monday | TNT-Routine Work Area 9 | TNT-RTE-WA9 | 2000000 | TNT-AER-RPU-0113 | New Aeration Blower check by EICT Monday for
TNTWA9-PM | 39 | New Aeration Blower check by EICT - Monday | TNT-Routine Work Area 9 | TNT-RTE-WA9 | 3000000 | TNT-AER-RPU-0112 | New Aeration Blower check by EICT Monday for
TNTWA9-PM | 44 | Test and check the UPS for RPU- Quarterly | TNT-Routine Work Area 9 | TNT-RTE-WA9 | 1000000 | TNT-AER-UPS-0111 | Test and check the UPS for RPU Quarterly for
TNTWA9-PM | 44 | Test and check the UPS for RPU- Quarterly | TNT-Routine Work Area 9 | TNT-RTE-WA9 | 2000000 | TNT-AER-UPS-1101 | Test and check the UPS for RPU Quarterly for
TNTWA9-PM | 44 | Test and check the UPS for RPU- Quarterly | TNT-Routine Work Area 9 | TNT-RTE-WA9 | 4000000 | TNT-AER-UPS-1301 | Test and check the UPS for RPU Quarterly for
TNTWA9-PM | 44 | Test and check the UPS for RPU- Quarterly | TNT-Routine Work Area 9 | TNT-RTE-WA9 | 3000000 | TNT-AER-UPS-1201 | Test and check the UPS for RPU Quarterly for
TNTWA9-PM | 44 | Test and check the UPS for RPU- Quarterly | TNT-Routine Work Area 9 | TNT-RTE-WA9 | 5000000 | TNT-CSO-UPS-1401 | Test and check the UPS for RPU Quarterly for
TNTWA9-PRM | 3 | Lubricate the circular collector torque switch articulated arm- 6 Months | TNT-Routine Work Area 9 | TNT-RTE-WA9 | 1000000 | TNT-PRM-CM-0101 | Lubricate the circular collector torque swith articulated arm 6 Months for
TNTWA9-PRM | 3 | Lubricate the circular collector torque switch articulated arm- 6 Months | TNT-Routine Work Area 9 | TNT-RTE-WA9 | 2000000 | TNT-PRM-CM-0201 | Lubricate the circular collector torque swith articulated arm 6 Months for
TNTWA9-PRM | 5 | Tactile and auditory inspection of the sludge pump and sludge pump motor bearings- Quarterly | TNT-Routine Work Area 9 | TNT-RTE-WA9 | 3000000 | TNT-PRM-GDR-1101 | Tactile and auditory inspection of the sludge pump and sludge pump motor bearings Quarterly for
TNTWA9-PRM | 5 | Tactile and auditory inspection of the sludge pump and sludge pump motor bearings- Quarterly | TNT-Routine Work Area 9 | TNT-RTE-WA9 | 1000000 | TNT-PRM-P-1101 | Tactile and auditory inspection of the sludge pump and sludge pump motor bearings Quarterly for
TNTWA9-PRM | 5 | Tactile and auditory inspection of the sludge pump and sludge pump motor bearings- Quarterly | TNT-Routine Work Area 9 | TNT-RTE-WA9 | 2000000 | TNT-PRM-P-1201 | Tactile and auditory inspection of the sludge pump and sludge pump motor bearings Quarterly for
TNTWA9-PRM | 5 | Tactile and auditory inspection of the sludge pump and sludge pump motor bearings- Quarterly | TNT-Routine Work Area 9 | TNT-RTE-WA9 | 4000000 | TNT-PRM-GDR-1201 | Tactile and auditory inspection of the sludge pump and sludge pump motor bearings Quarterly for
TNTWA9-PRM | 19 | Flush and clean of Primary Sludge Pumps | TNT-Routine Work Area 9 | TNT-RTE-WA9 | 1000000 | TNT-PRM-P-1101 | Flush and clean of Primary Sludge Pumps for
TNTWA9-PRM | 19 | Flush and clean of Primary Sludge Pumps | TNT-Routine Work Area 9 | TNT-RTE-WA9 | 2000000 | TNT-PRM-P-1201 | Flush and clean of Primary Sludge Pumps for
TNTWA9-SQ | 5 | Fire Hydrant Annual Inspection (Legislative) | TNT-Routine Work Area 9 | TNT-RTE-WA9 | 1000000 | TNT-CW-FEQ-0001 | Fire Hydrant Annual Inspection for
TNTWA9-SQ | 5 | Fire Hydrant Annual Inspection (Legislative) | TNT-Routine Work Area 9 | TNT-RTE-WA9 | 2000000 | TNT-CW-V-0015 | Fire Hydrant Annual Inspection for
TNTWA9-SQ | 5 | Fire Hydrant Annual Inspection (Legislative) | TNT-Routine Work Area 9 | TNT-RTE-WA9 | 3000000 | TNT-CW-V-0020 | Fire Hydrant Annual Inspection for
TNTWA9-SQ | 5 | Fire Hydrant Annual Inspection (Legislative) | TNT-Routine Work Area 9 | TNT-RTE-WA9 | 4000000 | TNT-CW-V-0024 | Fire Hydrant Annual Inspection for
TNTWA9-SQ | 8 | Portable cranes/hoists, come alongs, slings, wire rope, chains Inspection- Annual, | TNT-Routine Work Area 9 | TNT-RTE-WA9 | 3000000 | TNT-MCS-LD-0003 | Portable craneshoists come alongs slings wire rope chains Inspection Annual for
TNTWA9-SQ | 8 | Portable cranes/hoists, come alongs, slings, wire rope, chains Inspection- Annual, | TNT-Routine Work Area 9 | TNT-RTE-WA9 | 1000000 | TNT-MCS-LD-0001 | Portable craneshoists come alongs slings wire rope chains Inspection Annual for
TNTWA9-SQ | 8 | Portable cranes/hoists, come alongs, slings, wire rope, chains Inspection- Annual, | TNT-Routine Work Area 9 | TNT-RTE-WA9 | 5000000 | TNT-MCS-LD-0005 | Portable craneshoists come alongs slings wire rope chains Inspection Annual for
TNTWA9-SQ | 8 | Portable cranes/hoists, come alongs, slings, wire rope, chains Inspection- Annual, | TNT-Routine Work Area 9 | TNT-RTE-WA9 | 2000000 | TNT-MCS-LD-0002 | Portable craneshoists come alongs slings wire rope chains Inspection Annual for
TNTWA9-SQ | 8 | Portable cranes/hoists, come alongs, slings, wire rope, chains Inspection- Annual, | TNT-Routine Work Area 9 | TNT-RTE-WA9 | 8000000 | TNT-MCS-LD-0008 | Portable craneshoists come alongs slings wire rope chains Inspection Annual for
TNTWA9-SQ | 8 | Portable cranes/hoists, come alongs, slings, wire rope, chains Inspection- Annual, | TNT-Routine Work Area 9 | TNT-RTE-WA9 | 4000000 | TNT-MCS-LD-0004 | Portable craneshoists come alongs slings wire rope chains Inspection Annual for
TNTWA9-SQ | 8 | Portable cranes/hoists, come alongs, slings, wire rope, chains Inspection- Annual, | TNT-Routine Work Area 9 | TNT-RTE-WA9 | 9000000 | TNT-MCS-LD-0009 | Portable craneshoists come alongs slings wire rope chains Inspection Annual for
TNTWA9-SQ | 8 | Portable cranes/hoists, come alongs, slings, wire rope, chains Inspection- Annual, | TNT-Routine Work Area 9 | TNT-RTE-WA9 | 6000000 | TNT-MCS-LD-0006 | Portable craneshoists come alongs slings wire rope chains Inspection Annual for
TNTWA9-SQ | 8 | Portable cranes/hoists, come alongs, slings, wire rope, chains Inspection- Annual, | TNT-Routine Work Area 9 | TNT-RTE-WA9 | 11000000 | TNT-MCS-LD-0011 | Portable craneshoists come alongs slings wire rope chains Inspection Annual for
TNTWA9-SQ | 8 | Portable cranes/hoists, come alongs, slings, wire rope, chains Inspection- Annual, | TNT-Routine Work Area 9 | TNT-RTE-WA9 | 7000000 | TNT-MCS-LD-0007 | Portable craneshoists come alongs slings wire rope chains Inspection Annual for
TNTWA9-SQ | 8 | Portable cranes/hoists, come alongs, slings, wire rope, chains Inspection- Annual, | TNT-Routine Work Area 9 | TNT-RTE-WA9 | 12000000 | TNT-MCS-LD-0012 | Portable craneshoists come alongs slings wire rope chains Inspection Annual for
TNTWA9-SQ | 8 | Portable cranes/hoists, come alongs, slings, wire rope, chains Inspection- Annual, | TNT-Routine Work Area 9 | TNT-RTE-WA9 | 10000000 | TNT-MCS-LD-0010 | Portable craneshoists come alongs slings wire rope chains Inspection Annual for
TNTWA9-SQ | 8 | Portable cranes/hoists, come alongs, slings, wire rope, chains Inspection- Annual, | TNT-Routine Work Area 9 | TNT-RTE-WA9 | 13000000 | TNT-MCS-LD-0013 | Portable craneshoists come alongs slings wire rope chains Inspection Annual for
TNTWA9-SQ | 8 | Portable cranes/hoists, come alongs, slings, wire rope, chains Inspection- Annual, | TNT-Routine Work Area 9 | TNT-RTE-WA9 | 16000000 | TNT-MCS-LD-0016 | Portable craneshoists come alongs slings wire rope chains Inspection Annual for
TNTWA9-SQ | 8 | Portable cranes/hoists, come alongs, slings, wire rope, chains Inspection- Annual, | TNT-Routine Work Area 9 | TNT-RTE-WA9 | 14000000 | TNT-MCS-LD-0014 | Portable craneshoists come alongs slings wire rope chains Inspection Annual for
TNTWA9-SQ | 8 | Portable cranes/hoists, come alongs, slings, wire rope, chains Inspection- Annual, | TNT-Routine Work Area 9 | TNT-RTE-WA9 | 17000000 | TNT-MCS-LD-0017 | Portable craneshoists come alongs slings wire rope chains Inspection Annual for
TNTWA9-SQ | 8 | Portable cranes/hoists, come alongs, slings, wire rope, chains Inspection- Annual, | TNT-Routine Work Area 9 | TNT-RTE-WA9 | 15000000 | TNT-MCS-LD-0015 | Portable craneshoists come alongs slings wire rope chains Inspection Annual for
TNTWA9-SQ | 8 | Portable cranes/hoists, come alongs, slings, wire rope, chains Inspection- Annual, | TNT-Routine Work Area 9 | TNT-RTE-WA9 | 18000000 | TNT-MCS-LD-0018 | Portable craneshoists come alongs slings wire rope chains Inspection Annual for
TNTWA9-SQ | 8 | Portable cranes/hoists, come alongs, slings, wire rope, chains Inspection- Annual, | TNT-Routine Work Area 9 | TNT-RTE-WA9 | 19000000 | TNT-MCS-LD-0019 | Portable craneshoists come alongs slings wire rope chains Inspection Annual for
TNTWA9-SQ | 8 | Portable cranes/hoists, come alongs, slings, wire rope, chains Inspection- Annual, | TNT-Routine Work Area 9 | TNT-RTE-WA9 | 22000000 | TNT-MCS-LD-0022 | Portable craneshoists come alongs slings wire rope chains Inspection Annual for
TNTWA9-SQ | 8 | Portable cranes/hoists, come alongs, slings, wire rope, chains Inspection- Annual, | TNT-Routine Work Area 9 | TNT-RTE-WA9 | 20000000 | TNT-MCS-LD-0020 | Portable craneshoists come alongs slings wire rope chains Inspection Annual for
TNTWA9-SQ | 8 | Portable cranes/hoists, come alongs, slings, wire rope, chains Inspection- Annual, | TNT-Routine Work Area 9 | TNT-RTE-WA9 | 25000000 | TNT-MCS-LD-0025 | Portable craneshoists come alongs slings wire rope chains Inspection Annual for
TNTWA9-SQ | 8 | Portable cranes/hoists, come alongs, slings, wire rope, chains Inspection- Annual, | TNT-Routine Work Area 9 | TNT-RTE-WA9 | 21000000 | TNT-MCS-LD-0021 | Portable craneshoists come alongs slings wire rope chains Inspection Annual for
TNTWA9-SQ | 8 | Portable cranes/hoists, come alongs, slings, wire rope, chains Inspection- Annual, | TNT-Routine Work Area 9 | TNT-RTE-WA9 | 27000000 | TNT-MCS-LD-0027 | Portable craneshoists come alongs slings wire rope chains Inspection Annual for
TNTWA9-SQ | 8 | Portable cranes/hoists, come alongs, slings, wire rope, chains Inspection- Annual, | TNT-Routine Work Area 9 | TNT-RTE-WA9 | 23000000 | TNT-MCS-LD-0023 | Portable craneshoists come alongs slings wire rope chains Inspection Annual for
TNTWA9-SQ | 8 | Portable cranes/hoists, come alongs, slings, wire rope, chains Inspection- Annual, | TNT-Routine Work Area 9 | TNT-RTE-WA9 | 28000000 | TNT-MCS-LD-0028 | Portable craneshoists come alongs slings wire rope chains Inspection Annual for
TNTWA9-SQ | 8 | Portable cranes/hoists, come alongs, slings, wire rope, chains Inspection- Annual, | TNT-Routine Work Area 9 | TNT-RTE-WA9 | 24000000 | TNT-MCS-LD-0024 | Portable craneshoists come alongs slings wire rope chains Inspection Annual for
TNTWA9-SQ | 8 | Portable cranes/hoists, come alongs, slings, wire rope, chains Inspection- Annual, | TNT-Routine Work Area 9 | TNT-RTE-WA9 | 35000000 | TNT-MCS-LD-0035 | Portable craneshoists come alongs slings wire rope chains Inspection Annual for
TNTWA9-SQ | 8 | Portable cranes/hoists, come alongs, slings, wire rope, chains Inspection- Annual, | TNT-Routine Work Area 9 | TNT-RTE-WA9 | 26000000 | TNT-MCS-LD-0026 | Portable craneshoists come alongs slings wire rope chains Inspection Annual for
TNTWA9-SQ | 8 | Portable cranes/hoists, come alongs, slings, wire rope, chains Inspection- Annual, | TNT-Routine Work Area 9 | TNT-RTE-WA9 | 38000000 | TNT-MCS-LD-0038 | Portable craneshoists come alongs slings wire rope chains Inspection Annual for
TNTWA9-SQ | 8 | Portable cranes/hoists, come alongs, slings, wire rope, chains Inspection- Annual, | TNT-Routine Work Area 9 | TNT-RTE-WA9 | 29000000 | TNT-MCS-LD-0029 | Portable craneshoists come alongs slings wire rope chains Inspection Annual for
TNTWA9-SQ | 8 | Portable cranes/hoists, come alongs, slings, wire rope, chains Inspection- Annual, | TNT-Routine Work Area 9 | TNT-RTE-WA9 | 40000000 | TNT-MCS-LD-0040 | Portable craneshoists come alongs slings wire rope chains Inspection Annual for
TNTWA9-SQ | 8 | Portable cranes/hoists, come alongs, slings, wire rope, chains Inspection- Annual, | TNT-Routine Work Area 9 | TNT-RTE-WA9 | 30000000 | TNT-MCS-LD-0030 | Portable craneshoists come alongs slings wire rope chains Inspection Annual for
TNTWA9-SQ | 8 | Portable cranes/hoists, come alongs, slings, wire rope, chains Inspection- Annual, | TNT-Routine Work Area 9 | TNT-RTE-WA9 | 41000000 | TNT-MCS-LD-0041 | Portable craneshoists come alongs slings wire rope chains Inspection Annual for
TNTWA9-SQ | 8 | Portable cranes/hoists, come alongs, slings, wire rope, chains Inspection- Annual, | TNT-Routine Work Area 9 | TNT-RTE-WA9 | 31000000 | TNT-MCS-LD-0031 | Portable craneshoists come alongs slings wire rope chains Inspection Annual for
TNTWA9-SQ | 8 | Portable cranes/hoists, come alongs, slings, wire rope, chains Inspection- Annual, | TNT-Routine Work Area 9 | TNT-RTE-WA9 | 43000000 | TNT-MCS-LD-0043 | Portable craneshoists come alongs slings wire rope chains Inspection Annual for
TNTWA9-SQ | 8 | Portable cranes/hoists, come alongs, slings, wire rope, chains Inspection- Annual, | TNT-Routine Work Area 9 | TNT-RTE-WA9 | 32000000 | TNT-MCS-LD-0033 | Portable craneshoists come alongs slings wire rope chains Inspection Annual for
TNTWA9-SQ | 8 | Portable cranes/hoists, come alongs, slings, wire rope, chains Inspection- Annual, | TNT-Routine Work Area 9 | TNT-RTE-WA9 | 44000000 | TNT-MCS-LD-0044 | Portable craneshoists come alongs slings wire rope chains Inspection Annual for
TNTWA9-SQ | 8 | Portable cranes/hoists, come alongs, slings, wire rope, chains Inspection- Annual, | TNT-Routine Work Area 9 | TNT-RTE-WA9 | 33000000 | TNT-MCS-LD-0033 | Portable craneshoists come alongs slings wire rope chains Inspection Annual for
TNTWA9-SQ | 8 | Portable cranes/hoists, come alongs, slings, wire rope, chains Inspection- Annual, | TNT-Routine Work Area 9 | TNT-RTE-WA9 | 45000000 | TNT-MCS-LD-0045 | Portable craneshoists come alongs slings wire rope chains Inspection Annual for
TNTWA9-SQ | 8 | Portable cranes/hoists, come alongs, slings, wire rope, chains Inspection- Annual, | TNT-Routine Work Area 9 | TNT-RTE-WA9 | 34000000 | TNT-MCS-LD-0034 | Portable craneshoists come alongs slings wire rope chains Inspection Annual for
TNTWA9-SQ | 8 | Portable cranes/hoists, come alongs, slings, wire rope, chains Inspection- Annual, | TNT-Routine Work Area 9 | TNT-RTE-WA9 | 47000000 | TNT-MCS-LD-0047 | Portable craneshoists come alongs slings wire rope chains Inspection Annual for
TNTWA9-SQ | 8 | Portable cranes/hoists, come alongs, slings, wire rope, chains Inspection- Annual, | TNT-Routine Work Area 9 | TNT-RTE-WA9 | 36000000 | TNT-MCS-LD-0036 | Portable craneshoists come alongs slings wire rope chains Inspection Annual for
TNTWA9-SQ | 8 | Portable cranes/hoists, come alongs, slings, wire rope, chains Inspection- Annual, | TNT-Routine Work Area 9 | TNT-RTE-WA9 | 48000000 | TNT-MCS-LD-4000 | Portable craneshoists come alongs slings wire rope chains Inspection Annual for
TNTWA9-SQ | 8 | Portable cranes/hoists, come alongs, slings, wire rope, chains Inspection- Annual, | TNT-Routine Work Area 9 | TNT-RTE-WA9 | 37000000 | TNT-MCS-LD-0037 | Portable craneshoists come alongs slings wire rope chains Inspection Annual for
TNTWA9-SQ | 8 | Portable cranes/hoists, come alongs, slings, wire rope, chains Inspection- Annual, | TNT-Routine Work Area 9 | TNT-RTE-WA9 | 52000000 | TNT-MCS-SQ-1003 | Portable craneshoists come alongs slings wire rope chains Inspection Annual for
TNTWA9-SQ | 8 | Portable cranes/hoists, come alongs, slings, wire rope, chains Inspection- Annual, | TNT-Routine Work Area 9 | TNT-RTE-WA9 | 39000000 | TNT-MCS-LD-0039 | Portable craneshoists come alongs slings wire rope chains Inspection Annual for
TNTWA9-SQ | 8 | Portable cranes/hoists, come alongs, slings, wire rope, chains Inspection- Annual, | TNT-Routine Work Area 9 | TNT-RTE-WA9 | 53000000 | TNT-MCS-SQ-1004 | Portable craneshoists come alongs slings wire rope chains Inspection Annual for
TNTWA9-SQ | 8 | Portable cranes/hoists, come alongs, slings, wire rope, chains Inspection- Annual, | TNT-Routine Work Area 9 | TNT-RTE-WA9 | 42000000 | TNT-MCS-LD-0042 | Portable craneshoists come alongs slings wire rope chains Inspection Annual for
TNTWA9-SQ | 8 | Portable cranes/hoists, come alongs, slings, wire rope, chains Inspection- Annual, | TNT-Routine Work Area 9 | TNT-RTE-WA9 | 55000000 | TNT-MCS-SQ-1006 | Portable craneshoists come alongs slings wire rope chains Inspection Annual for
TNTWA9-SQ | 8 | Portable cranes/hoists, come alongs, slings, wire rope, chains Inspection- Annual, | TNT-Routine Work Area 9 | TNT-RTE-WA9 | 46000000 | TNT-MCS-LD-0046 | Portable craneshoists come alongs slings wire rope chains Inspection Annual for
TNTWA9-SQ | 8 | Portable cranes/hoists, come alongs, slings, wire rope, chains Inspection- Annual, | TNT-Routine Work Area 9 | TNT-RTE-WA9 | 58000000 | TNT-MCS-SQ-1009 | Portable craneshoists come alongs slings wire rope chains Inspection Annual for
TNTWA9-SQ | 8 | Portable cranes/hoists, come alongs, slings, wire rope, chains Inspection- Annual, | TNT-Routine Work Area 9 | TNT-RTE-WA9 | 49000000 | TNT-MCS-LD-4001 | Portable craneshoists come alongs slings wire rope chains Inspection Annual for
TNTWA9-SQ | 8 | Portable cranes/hoists, come alongs, slings, wire rope, chains Inspection- Annual, | TNT-Routine Work Area 9 | TNT-RTE-WA9 | 61000000 | TNT-MCS-SQ-1012 | Portable craneshoists come alongs slings wire rope chains Inspection Annual for
TNTWA9-SQ | 8 | Portable cranes/hoists, come alongs, slings, wire rope, chains Inspection- Annual, | TNT-Routine Work Area 9 | TNT-RTE-WA9 | 50000000 | TNT-MCS-SQ-1001 | Portable craneshoists come alongs slings wire rope chains Inspection Annual for
TNTWA9-SQ | 8 | Portable cranes/hoists, come alongs, slings, wire rope, chains Inspection- Annual, | TNT-Routine Work Area 9 | TNT-RTE-WA9 | 63000000 | TNT-MCS-SQ-1014 | Portable craneshoists come alongs slings wire rope chains Inspection Annual for
TNTWA9-SQ | 8 | Portable cranes/hoists, come alongs, slings, wire rope, chains Inspection- Annual, | TNT-Routine Work Area 9 | TNT-RTE-WA9 | 51000000 | TNT-MCS-SQ-1002 | Portable craneshoists come alongs slings wire rope chains Inspection Annual for
TNTWA9-SQ | 8 | Portable cranes/hoists, come alongs, slings, wire rope, chains Inspection- Annual, | TNT-Routine Work Area 9 | TNT-RTE-WA9 | 64000000 | TNT-MCS-SQ-1015 | Portable craneshoists come alongs slings wire rope chains Inspection Annual for
TNTWA9-SQ | 8 | Portable cranes/hoists, come alongs, slings, wire rope, chains Inspection- Annual, | TNT-Routine Work Area 9 | TNT-RTE-WA9 | 54000000 | TNT-MCS-SQ-1005 | Portable craneshoists come alongs slings wire rope chains Inspection Annual for
TNTWA9-SQ | 8 | Portable cranes/hoists, come alongs, slings, wire rope, chains Inspection- Annual, | TNT-Routine Work Area 9 | TNT-RTE-WA9 | 66000000 | TNT-MCS-SQ-1017 | Portable craneshoists come alongs slings wire rope chains Inspection Annual for
TNTWA9-SQ | 8 | Portable cranes/hoists, come alongs, slings, wire rope, chains Inspection- Annual, | TNT-Routine Work Area 9 | TNT-RTE-WA9 | 56000000 | TNT-MCS-SQ-1007 | Portable craneshoists come alongs slings wire rope chains Inspection Annual for
TNTWA9-SQ | 8 | Portable cranes/hoists, come alongs, slings, wire rope, chains Inspection- Annual, | TNT-Routine Work Area 9 | TNT-RTE-WA9 | 71000000 | TNT-MCS-SQ-1022 | Portable craneshoists come alongs slings wire rope chains Inspection Annual for
TNTWA9-SQ | 8 | Portable cranes/hoists, come alongs, slings, wire rope, chains Inspection- Annual, | TNT-Routine Work Area 9 | TNT-RTE-WA9 | 57000000 | TNT-MCS-SQ-1008 | Portable craneshoists come alongs slings wire rope chains Inspection Annual for
TNTWA9-SQ | 8 | Portable cranes/hoists, come alongs, slings, wire rope, chains Inspection- Annual, | TNT-Routine Work Area 9 | TNT-RTE-WA9 | 73000000 | TNT-MCS-SQ-1024 | Portable craneshoists come alongs slings wire rope chains Inspection Annual for
TNTWA9-SQ | 8 | Portable cranes/hoists, come alongs, slings, wire rope, chains Inspection- Annual, | TNT-Routine Work Area 9 | TNT-RTE-WA9 | 59000000 | TNT-MCS-SQ-1010 | Portable craneshoists come alongs slings wire rope chains Inspection Annual for
TNTWA9-SQ | 8 | Portable cranes/hoists, come alongs, slings, wire rope, chains Inspection- Annual, | TNT-Routine Work Area 9 | TNT-RTE-WA9 | 74000000 | TNT-MCS-SQ-1025 | Portable craneshoists come alongs slings wire rope chains Inspection Annual for
TNTWA9-SQ | 8 | Portable cranes/hoists, come alongs, slings, wire rope, chains Inspection- Annual, | TNT-Routine Work Area 9 | TNT-RTE-WA9 | 60000000 | TNT-MCS-SQ-1011 | Portable craneshoists come alongs slings wire rope chains Inspection Annual for
TNTWA9-SQ | 8 | Portable cranes/hoists, come alongs, slings, wire rope, chains Inspection- Annual, | TNT-Routine Work Area 9 | TNT-RTE-WA9 | 76000000 | TNT-MCS-SQ-1027 | Portable craneshoists come alongs slings wire rope chains Inspection Annual for
TNTWA9-SQ | 8 | Portable cranes/hoists, come alongs, slings, wire rope, chains Inspection- Annual, | TNT-Routine Work Area 9 | TNT-RTE-WA9 | 62000000 | TNT-MCS-SQ-1013 | Portable craneshoists come alongs slings wire rope chains Inspection Annual for
TNTWA9-SQ | 8 | Portable cranes/hoists, come alongs, slings, wire rope, chains Inspection- Annual, | TNT-Routine Work Area 9 | TNT-RTE-WA9 | 79000000 | TNT-MCS-SQ-1030 | Portable craneshoists come alongs slings wire rope chains Inspection Annual for
TNTWA9-SQ | 8 | Portable cranes/hoists, come alongs, slings, wire rope, chains Inspection- Annual, | TNT-Routine Work Area 9 | TNT-RTE-WA9 | 65000000 | TNT-MCS-SQ-1016 | Portable craneshoists come alongs slings wire rope chains Inspection Annual for
TNTWA9-SQ | 8 | Portable cranes/hoists, come alongs, slings, wire rope, chains Inspection- Annual, | TNT-Routine Work Area 9 | TNT-RTE-WA9 | 80000000 | TNT-MCS-SQ-1031 | Portable craneshoists come alongs slings wire rope chains Inspection Annual for
TNTWA9-SQ | 8 | Portable cranes/hoists, come alongs, slings, wire rope, chains Inspection- Annual, | TNT-Routine Work Area 9 | TNT-RTE-WA9 | 67000000 | TNT-MCS-SQ-1018 | Portable craneshoists come alongs slings wire rope chains Inspection Annual for
TNTWA9-SQ | 8 | Portable cranes/hoists, come alongs, slings, wire rope, chains Inspection- Annual, | TNT-Routine Work Area 9 | TNT-RTE-WA9 | 82000000 | TNT-MCS-SQ-1033 | Portable craneshoists come alongs slings wire rope chains Inspection Annual for
TNTWA9-SQ | 8 | Portable cranes/hoists, come alongs, slings, wire rope, chains Inspection- Annual, | TNT-Routine Work Area 9 | TNT-RTE-WA9 | 68000000 | TNT-MCS-SQ-1019 | Portable craneshoists come alongs slings wire rope chains Inspection Annual for
TNTWA9-SQ | 8 | Portable cranes/hoists, come alongs, slings, wire rope, chains Inspection- Annual, | TNT-Routine Work Area 9 | TNT-RTE-WA9 | 85000000 | TNT-MCS-SQ-1036 | Portable craneshoists come alongs slings wire rope chains Inspection Annual for
TNTWA9-SQ | 8 | Portable cranes/hoists, come alongs, slings, wire rope, chains Inspection- Annual, | TNT-Routine Work Area 9 | TNT-RTE-WA9 | 69000000 | TNT-MCS-SQ-1020 | Portable craneshoists come alongs slings wire rope chains Inspection Annual for
TNTWA9-SQ | 8 | Portable cranes/hoists, come alongs, slings, wire rope, chains Inspection- Annual, | TNT-Routine Work Area 9 | TNT-RTE-WA9 | 87000000 | TNT-MCS-SQ-1038 | Portable craneshoists come alongs slings wire rope chains Inspection Annual for
TNTWA9-SQ | 8 | Portable cranes/hoists, come alongs, slings, wire rope, chains Inspection- Annual, | TNT-Routine Work Area 9 | TNT-RTE-WA9 | 70000000 | TNT-MCS-SQ-1021 | Portable craneshoists come alongs slings wire rope chains Inspection Annual for
TNTWA9-SQ | 8 | Portable cranes/hoists, come alongs, slings, wire rope, chains Inspection- Annual, | TNT-Routine Work Area 9 | TNT-RTE-WA9 | 88000000 | TNT-MCS-SQ-1039 | Portable craneshoists come alongs slings wire rope chains Inspection Annual for
TNTWA9-SQ | 8 | Portable cranes/hoists, come alongs, slings, wire rope, chains Inspection- Annual, | TNT-Routine Work Area 9 | TNT-RTE-WA9 | 72000000 | TNT-MCS-SQ-1023 | Portable craneshoists come alongs slings wire rope chains Inspection Annual for
TNTWA9-SQ | 8 | Portable cranes/hoists, come alongs, slings, wire rope, chains Inspection- Annual, | TNT-Routine Work Area 9 | TNT-RTE-WA9 | 89000000 | TNT-MCS-SQ-1040 | Portable craneshoists come alongs slings wire rope chains Inspection Annual for
TNTWA9-SQ | 8 | Portable cranes/hoists, come alongs, slings, wire rope, chains Inspection- Annual, | TNT-Routine Work Area 9 | TNT-RTE-WA9 | 75000000 | TNT-MCS-SQ-1026 | Portable craneshoists come alongs slings wire rope chains Inspection Annual for
TNTWA9-SQ | 8 | Portable cranes/hoists, come alongs, slings, wire rope, chains Inspection- Annual, | TNT-Routine Work Area 9 | TNT-RTE-WA9 | 92000000 | TNT-MCS-SQ-1043 | Portable craneshoists come alongs slings wire rope chains Inspection Annual for
TNTWA9-SQ | 8 | Portable cranes/hoists, come alongs, slings, wire rope, chains Inspection- Annual, | TNT-Routine Work Area 9 | TNT-RTE-WA9 | 77000000 | TNT-MCS-SQ-1028 | Portable craneshoists come alongs slings wire rope chains Inspection Annual for
TNTWA9-SQ | 8 | Portable cranes/hoists, come alongs, slings, wire rope, chains Inspection- Annual, | TNT-Routine Work Area 9 | TNT-RTE-WA9 | 78000000 | TNT-MCS-SQ-1029 | Portable craneshoists come alongs slings wire rope chains Inspection Annual for
TNTWA9-SQ | 8 | Portable cranes/hoists, come alongs, slings, wire rope, chains Inspection- Annual, | TNT-Routine Work Area 9 | TNT-RTE-WA9 | 81000000 | TNT-MCS-SQ-1032 | Portable craneshoists come alongs slings wire rope chains Inspection Annual for
TNTWA9-SQ | 8 | Portable cranes/hoists, come alongs, slings, wire rope, chains Inspection- Annual, | TNT-Routine Work Area 9 | TNT-RTE-WA9 | 83000000 | TNT-MCS-SQ-1034 | Portable craneshoists come alongs slings wire rope chains Inspection Annual for
TNTWA9-SQ | 8 | Portable cranes/hoists, come alongs, slings, wire rope, chains Inspection- Annual, | TNT-Routine Work Area 9 | TNT-RTE-WA9 | 84000000 | TNT-MCS-SQ-1035 | Portable craneshoists come alongs slings wire rope chains Inspection Annual for
TNTWA9-SQ | 8 | Portable cranes/hoists, come alongs, slings, wire rope, chains Inspection- Annual, | TNT-Routine Work Area 9 | TNT-RTE-WA9 | 86000000 | TNT-MCS-SQ-1037 | Portable craneshoists come alongs slings wire rope chains Inspection Annual for
TNTWA9-SQ | 8 | Portable cranes/hoists, come alongs, slings, wire rope, chains Inspection- Annual, | TNT-Routine Work Area 9 | TNT-RTE-WA9 | 90000000 | TNT-MCS-SQ-1041 | Portable craneshoists come alongs slings wire rope chains Inspection Annual for
TNTWA9-SQ | 8 | Portable cranes/hoists, come alongs, slings, wire rope, chains Inspection- Annual, | TNT-Routine Work Area 9 | TNT-RTE-WA9 | 91000000 | TNT-MCS-SQ-1042 | Portable craneshoists come alongs slings wire rope chains Inspection Annual for
TNTWA9-SQ | 17 | Eye Wash station Inspection- Weekly (Legislative) | TNT-Routine Work Area 9 | TNT-RTE-WA9 | 1000000 | TNT-DIS-SQ-0001 | Eye Wash station Inspection Weekly for
TNTWA9-SQ | 17 | Eye Wash station Inspection- Weekly (Legislative) | TNT-Routine Work Area 9 | TNT-RTE-WA9 | 2000000 | TNT-DIS-SQ-0002 | Eye Wash station Inspection Weekly for
TNTWA9-SQ | 17 | Eye Wash station Inspection- Weekly (Legislative) | TNT-Routine Work Area 9 | TNT-RTE-WA9 | 4000000 | TNT-PRS-SQ-0101 | Eye Wash station Inspection Weekly for
TNTWA9-SQ | 17 | Eye Wash station Inspection- Weekly (Legislative) | TNT-Routine Work Area 9 | TNT-RTE-WA9 | 3000000 | TNT-PRS-SQ-0002 | Eye Wash station Inspection Weekly for
TNTWA9-SQ | 18 | Fall Arrest System Inspection- Annual | TNT-Routine Work Area 9 | TNT-RTE-WA9 | 3000000 | TNT-WA9-SQ-0112 | Fall Arrest System Inspection Annual for
TNTWA9-SQ | 18 | Fall Arrest System Inspection- Annual | TNT-Routine Work Area 9 | TNT-RTE-WA9 | 1000000 | TNT-WA9-SQ-0100 | Fall Arrest System Inspection Annual for
TNTWA9-SQ | 18 | Fall Arrest System Inspection- Annual | TNT-Routine Work Area 9 | TNT-RTE-WA9 | 5000000 | TNT-WA9-SQ-0114 | Fall Arrest System Inspection Annual for
TNTWA9-SQ | 18 | Fall Arrest System Inspection- Annual | TNT-Routine Work Area 9 | TNT-RTE-WA9 | 2000000 | TNT-WA9-SQ-0111 | Fall Arrest System Inspection Annual for
TNTWA9-SQ | 18 | Fall Arrest System Inspection- Annual | TNT-Routine Work Area 9 | TNT-RTE-WA9 | 6000000 | TNT-WA9-SQ-0115 | Fall Arrest System Inspection Annual for
TNTWA9-SQ | 18 | Fall Arrest System Inspection- Annual | TNT-Routine Work Area 9 | TNT-RTE-WA9 | 4000000 | TNT-WA9-SQ-0113 | Fall Arrest System Inspection Annual for
TNTWA9-SQ | 18 | Fall Arrest System Inspection- Annual | TNT-Routine Work Area 9 | TNT-RTE-WA9 | 8000000 | TNT-WA9-SQ-0117 | Fall Arrest System Inspection Annual for
TNTWA9-SQ | 18 | Fall Arrest System Inspection- Annual | TNT-Routine Work Area 9 | TNT-RTE-WA9 | 7000000 | TNT-WA9-SQ-0116 | Fall Arrest System Inspection Annual for
TNTWA9-SQ | 18 | Fall Arrest System Inspection- Annual | TNT-Routine Work Area 9 | TNT-RTE-WA9 | 9000000 | TNT-WA9-SQ-0118 | Fall Arrest System Inspection Annual for
TNTWA9-SQ | 18 | Fall Arrest System Inspection- Annual | TNT-Routine Work Area 9 | TNT-RTE-WA9 | 10000000 | TNT-WA9-SQ-0119 | Fall Arrest System Inspection Annual for
TNTWA9-SQ | 18 | Fall Arrest System Inspection- Annual | TNT-Routine Work Area 9 | TNT-RTE-WA9 | 12000000 | TNT-WA9-SQ-0121 | Fall Arrest System Inspection Annual for
TNTWA9-SQ | 18 | Fall Arrest System Inspection- Annual | TNT-Routine Work Area 9 | TNT-RTE-WA9 | 11000000 | TNT-WA9-SQ-0120 | Fall Arrest System Inspection Annual for
TNTWA9-SQ | 18 | Fall Arrest System Inspection- Annual | TNT-Routine Work Area 9 | TNT-RTE-WA9 | 15000000 | TNT-WA9-SQ-0124 | Fall Arrest System Inspection Annual for
TNTWA9-SQ | 18 | Fall Arrest System Inspection- Annual | TNT-Routine Work Area 9 | TNT-RTE-WA9 | 13000000 | TNT-WA9-SQ-0122 | Fall Arrest System Inspection Annual for
TNTWA9-SQ | 18 | Fall Arrest System Inspection- Annual | TNT-Routine Work Area 9 | TNT-RTE-WA9 | 17000000 | TNT-WA9-SQ-0126 | Fall Arrest System Inspection Annual for
TNTWA9-SQ | 18 | Fall Arrest System Inspection- Annual | TNT-Routine Work Area 9 | TNT-RTE-WA9 | 14000000 | TNT-WA9-SQ-0123 | Fall Arrest System Inspection Annual for
TNTWA9-SQ | 18 | Fall Arrest System Inspection- Annual | TNT-Routine Work Area 9 | TNT-RTE-WA9 | 18000000 | TNT-WA9-SQ-0127 | Fall Arrest System Inspection Annual for
TNTWA9-SQ | 18 | Fall Arrest System Inspection- Annual | TNT-Routine Work Area 9 | TNT-RTE-WA9 | 16000000 | TNT-WA9-SQ-0125 | Fall Arrest System Inspection Annual for
TNTWA9-SQ | 18 | Fall Arrest System Inspection- Annual | TNT-Routine Work Area 9 | TNT-RTE-WA9 | 19000000 | TNT-WA9-SQ-0128 | Fall Arrest System Inspection Annual for
TNTWA9-SQ | 19 | Portable ladder inspection- Quarterly | TNT-Routine Work Area 9 | TNT-RTE-WA9 | 3000000 | TNT-WA9-LDR-1403 | Portable ladder inspection Quarterly for
TNTWA9-SQ | 19 | Portable ladder inspection- Quarterly | TNT-Routine Work Area 9 | TNT-RTE-WA9 | 1000000 | TNT-WA9-LDR-1401 | Portable ladder inspection Quarterly for
TNTWA9-SQ | 19 | Portable ladder inspection- Quarterly | TNT-Routine Work Area 9 | TNT-RTE-WA9 | 5000000 | TNT-WA9-LDR-1405 | Portable ladder inspection Quarterly for
TNTWA9-SQ | 19 | Portable ladder inspection- Quarterly | TNT-Routine Work Area 9 | TNT-RTE-WA9 | 2000000 | TNT-WA9-LDR-1402 | Portable ladder inspection Quarterly for
TNTWA9-SQ | 19 | Portable ladder inspection- Quarterly | TNT-Routine Work Area 9 | TNT-RTE-WA9 | 6000000 | TNT-WA9-LDR-1406 | Portable ladder inspection Quarterly for
TNTWA9-SQ | 19 | Portable ladder inspection- Quarterly | TNT-Routine Work Area 9 | TNT-RTE-WA9 | 4000000 | TNT-WA9-LDR-1404 | Portable ladder inspection Quarterly for
TNTWA9-SQ | 19 | Portable ladder inspection- Quarterly | TNT-Routine Work Area 9 | TNT-RTE-WA9 | 10000000 | TNT-WA9-LDR-1410 | Portable ladder inspection Quarterly for
TNTWA9-SQ | 19 | Portable ladder inspection- Quarterly | TNT-Routine Work Area 9 | TNT-RTE-WA9 | 7000000 | TNT-WA9-LDR-1407 | Portable ladder inspection Quarterly for
TNTWA9-SQ | 19 | Portable ladder inspection- Quarterly | TNT-Routine Work Area 9 | TNT-RTE-WA9 | 11000000 | TNT-WA9-LDR-1411 | Portable ladder inspection Quarterly for
TNTWA9-SQ | 19 | Portable ladder inspection- Quarterly | TNT-Routine Work Area 9 | TNT-RTE-WA9 | 8000000 | TNT-WA9-LDR-1408 | Portable ladder inspection Quarterly for
TNTWA9-SQ | 19 | Portable ladder inspection- Quarterly | TNT-Routine Work Area 9 | TNT-RTE-WA9 | 12000000 | TNT-WA9-LDR-1412 | Portable ladder inspection Quarterly for
TNTWA9-SQ | 19 | Portable ladder inspection- Quarterly | TNT-Routine Work Area 9 | TNT-RTE-WA9 | 9000000 | TNT-WA9-LDR-1409 | Portable ladder inspection Quarterly for
TNTWA9-SQ | 19 | Portable ladder inspection- Quarterly | TNT-Routine Work Area 9 | TNT-RTE-WA9 | 13000000 | TNT-WA9-LDR-1413 | Portable ladder inspection Quarterly for
TNTWA9-SQ | 19 | Portable ladder inspection- Quarterly | TNT-Routine Work Area 9 | TNT-RTE-WA9 | 14000000 | TNT-WA9-LDR-1414 | Portable ladder inspection Quarterly for
TNTWA9-SQ | 19 | Portable ladder inspection- Quarterly | TNT-Routine Work Area 9 | TNT-RTE-WA9 | 19000000 | TNT-WA9-LDR-1419 | Portable ladder inspection Quarterly for
TNTWA9-SQ | 19 | Portable ladder inspection- Quarterly | TNT-Routine Work Area 9 | TNT-RTE-WA9 | 15000000 | TNT-WA9-LDR-1415 | Portable ladder inspection Quarterly for
TNTWA9-SQ | 19 | Portable ladder inspection- Quarterly | TNT-Routine Work Area 9 | TNT-RTE-WA9 | 20000000 | TNT-WA9-LDR-1420 | Portable ladder inspection Quarterly for
TNTWA9-SQ | 19 | Portable ladder inspection- Quarterly | TNT-Routine Work Area 9 | TNT-RTE-WA9 | 16000000 | TNT-WA9-LDR-1416 | Portable ladder inspection Quarterly for
TNTWA9-SQ | 19 | Portable ladder inspection- Quarterly | TNT-Routine Work Area 9 | TNT-RTE-WA9 | 22000000 | TNT-WA9-LDR-1422 | Portable ladder inspection Quarterly for
TNTWA9-SQ | 19 | Portable ladder inspection- Quarterly | TNT-Routine Work Area 9 | TNT-RTE-WA9 | 17000000 | TNT-WA9-LDR-1417 | Portable ladder inspection Quarterly for
TNTWA9-SQ | 19 | Portable ladder inspection- Quarterly | TNT-Routine Work Area 9 | TNT-RTE-WA9 | 23000000 | TNT-WA9-LDR-1423 | Portable ladder inspection Quarterly for
TNTWA9-SQ | 19 | Portable ladder inspection- Quarterly | TNT-Routine Work Area 9 | TNT-RTE-WA9 | 18000000 | TNT-WA9-LDR-1418 | Portable ladder inspection Quarterly for
TNTWA9-SQ | 19 | Portable ladder inspection- Quarterly | TNT-Routine Work Area 9 | TNT-RTE-WA9 | 21000000 | TNT-WA9-LDR-1421 | Portable ladder inspection Quarterly for
TNTWA9-SQ | 19 | Portable ladder inspection- Quarterly | TNT-Routine Work Area 9 | TNT-RTE-WA9 | 24000000 | TNT-WA9-LDR-1424 | Portable ladder inspection Quarterly for
TNTWA9-SQ | 25 | Safety Emergency Spill Kit Inventory Inspection - 3 Months | Spill Kits | TNT-SES-SPILL | 1000000 | TNT-SES-SQ-2001 | Safety Emergency Spill Kit Inventory Inspection 3 Months for
TNTWA9-SQ | 25 | Safety Emergency Spill Kit Inventory Inspection - 3 Months | Spill Kits | TNT-SES-SPILL | 2000000 | TNT-SES-SQ-2002 | Safety Emergency Spill Kit Inventory Inspection 3 Months for
TNTWA9-SQ | 25 | Safety Emergency Spill Kit Inventory Inspection - 3 Months | Spill Kits | TNT-SES-SPILL | 3000000 | TNT-SES-SQ-2003 | Safety Emergency Spill Kit Inventory Inspection 3 Months for
TNTWA9-SQ | 25 | Safety Emergency Spill Kit Inventory Inspection - 3 Months | Spill Kits | TNT-SES-SPILL | 4000000 | TNT-SES-SQ-2004 | Safety Emergency Spill Kit Inventory Inspection 3 Months for
TNTWA9-SQ | 25 | Safety Emergency Spill Kit Inventory Inspection - 3 Months | Spill Kits | TNT-SES-SPILL | 5000000 | TNT-SES-SQ-2005 | Safety Emergency Spill Kit Inventory Inspection 3 Months for
TNTWA9-STR | 6 | weir cleaning- 2 monthly | TNT-Routine Work Area 9 | TNT-RTE-WA9 | 1000000 | TNT-FT-T-0100 | weir cleaning 2 monthly for
TNTWA9-STR | 6 | weir cleaning- 2 monthly | TNT-Routine Work Area 9 | TNT-RTE-WA9 | 4000000 | TNT-FT-T-0400 | weir cleaning 2 monthly for
TNTWA9-STR | 6 | weir cleaning- 2 monthly | TNT-Routine Work Area 9 | TNT-RTE-WA9 | 2000000 | TNT-FT-T-0200 | weir cleaning 2 monthly for
TNTWA9-STR | 6 | weir cleaning- 2 monthly | TNT-Routine Work Area 9 | TNT-RTE-WA9 | 5000000 | TNT-FT-T-0500 | weir cleaning 2 monthly for
TNTWA9-STR | 6 | weir cleaning- 2 monthly | TNT-Routine Work Area 9 | TNT-RTE-WA9 | 3000000 | TNT-FT-T-0300 | weir cleaning 2 monthly for
TNTWA9-STR | 7 | Tactile and auditory inspection of final clarifiers motor bearings- Quarterly | TNT-Routine Work Area 9 | TNT-RTE-WA9 | 1000000 | TNT-FT-CM-0101 | Tactile and auditory inspection of final clarifiers motor bearings for
TNTWA9-STR | 7 | Tactile and auditory inspection of final clarifiers motor bearings- Quarterly | TNT-Routine Work Area 9 | TNT-RTE-WA9 | 4000000 | TNT-FT-CM-0401 | Tactile and auditory inspection of final clarifiers motor bearings for
TNTWA9-STR | 7 | Tactile and auditory inspection of final clarifiers motor bearings- Quarterly | TNT-Routine Work Area 9 | TNT-RTE-WA9 | 2000000 | TNT-FT-CM-0201 | Tactile and auditory inspection of final clarifiers motor bearings for
TNTWA9-STR | 7 | Tactile and auditory inspection of final clarifiers motor bearings- Quarterly | TNT-Routine Work Area 9 | TNT-RTE-WA9 | 3000000 | TNT-FT-CM-0301 | Tactile and auditory inspection of final clarifiers motor bearings for
TNTWA9-STR | 7 | Tactile and auditory inspection of final clarifiers motor bearings- Quarterly | TNT-Routine Work Area 9 | TNT-RTE-WA9 | 5000000 | TNT-FT-CM-0501 | Tactile and auditory inspection of final clarifiers motor bearings for
TNTWA9-STR | 8 | Test the sump pit submersible pump-Quarterly | TNT-Routine Work Area 9 | TNT-RTE-WA9 | 1000000 | TNT-FT-P-1101 | Test the sump pit submersible pumpQuarterly for
TNTWA9-STR | 8 | Test the sump pit submersible pump-Quarterly | TNT-Routine Work Area 9 | TNT-RTE-WA9 | 4000000 | TNT-FT-P-1401 | Test the sump pit submersible pumpQuarterly for
TNTWA9-STR | 8 | Test the sump pit submersible pump-Quarterly | TNT-Routine Work Area 9 | TNT-RTE-WA9 | 2000000 | TNT-FT-P-1201 | Test the sump pit submersible pumpQuarterly for
TNTWA9-STR | 8 | Test the sump pit submersible pump-Quarterly | TNT-Routine Work Area 9 | TNT-RTE-WA9 | 5000000 | TNT-FT-P-1501 | Test the sump pit submersible pumpQuarterly for
TNTWA9-STR | 8 | Test the sump pit submersible pump-Quarterly | TNT-Routine Work Area 9 | TNT-RTE-WA9 | 3000000 | TNT-FT-P-1301 | Test the sump pit submersible pumpQuarterly for
TNTWA9-STR | 19 | Inspect the activated sludge check valve seat for wear-3 years | TNT-Routine Work Area 9 | TNT-RTE-WA9 | 3000000 | TNT-STR-V-1303 | Inspect the activated sludge check valve seat for wear3 years for
TNTWA9-STR | 19 | Inspect the activated sludge check valve seat for wear-3 years | TNT-Routine Work Area 9 | TNT-RTE-WA9 | 1000000 | TNT-STR-V-1103 | Inspect the activated sludge check valve seat for wear3 years for
TNTWA9-STR | 19 | Inspect the activated sludge check valve seat for wear-3 years | TNT-Routine Work Area 9 | TNT-RTE-WA9 | 4000000 | TNT-STR-V-1403S | Inspect the activated sludge check valve seat for wear3 years for
TNTWA9-STR | 19 | Inspect the activated sludge check valve seat for wear-3 years | TNT-Routine Work Area 9 | TNT-RTE-WA9 | 2000000 | TNT-STR-V-1203 | Inspect the activated sludge check valve seat for wear3 years for
TNTWA9-STR | 19 | Inspect the activated sludge check valve seat for wear-3 years | TNT-Routine Work Area 9 | TNT-RTE-WA9 | 5000000 | TNT-STR-V-1503S | Inspect the activated sludge check valve seat for wear3 years for
TNTWA9-STR | 19 | Inspect the activated sludge check valve seat for wear-3 years | TNT-Routine Work Area 9 | TNT-RTE-WA9 | 7000000 | TNT-STR-V-1704 | Inspect the activated sludge check valve seat for wear3 years for
TNTWA9-STR | 19 | Inspect the activated sludge check valve seat for wear-3 years | TNT-Routine Work Area 9 | TNT-RTE-WA9 | 6000000 | TNT-STR-V-1604 | Inspect the activated sludge check valve seat for wear3 years for
TNTWA9-STR | 19 | Inspect the activated sludge check valve seat for wear-3 years | TNT-Routine Work Area 9 | TNT-RTE-WA9 | 8000000 | TNT-STR-V-1804 | Inspect the activated sludge check valve seat for wear3 years for
TNTWA9-STR | 21 | Final Tank Wier,Collector Inspection- 5 Years | TNT-Routine Work Area 9 | TNT-RTE-WA9 | 1000000 | TNT-FT-T-0100 | Final Tank WierCollector Inspection 5 Years for
TNTWA9-STR | 21 | Final Tank Wier,Collector Inspection- 5 Years | TNT-Routine Work Area 9 | TNT-RTE-WA9 | 4000000 | TNT-FT-T-0400 | Final Tank WierCollector Inspection 5 Years for
TNTWA9-STR | 21 | Final Tank Wier,Collector Inspection- 5 Years | TNT-Routine Work Area 9 | TNT-RTE-WA9 | 2000000 | TNT-FT-T-0200 | Final Tank WierCollector Inspection 5 Years for
TNTWA9-STR | 21 | Final Tank Wier,Collector Inspection- 5 Years | TNT-Routine Work Area 9 | TNT-RTE-WA9 | 5000000 | TNT-FT-T-0500 | Final Tank WierCollector Inspection 5 Years for
TNTWA9-STR | 21 | Final Tank Wier,Collector Inspection- 5 Years | TNT-Routine Work Area 9 | TNT-RTE-WA9 | 3000000 | TNT-FT-T-0300 | Final Tank WierCollector Inspection 5 Years for
TNTWA9-STR | 21 | Final Tank Wier,Collector Inspection- 5 Years | TNT-Routine Work Area 9 | TNT-RTE-WA9 | 6000000 | TNT-FT-CM-0101 | Final Tank WierCollector Inspection 5 Years for
TNTWA9-STR | 21 | Final Tank Wier,Collector Inspection- 5 Years | TNT-Routine Work Area 9 | TNT-RTE-WA9 | 8000000 | TNT-FT-CM-0301 | Final Tank WierCollector Inspection 5 Years for
TNTWA9-STR | 21 | Final Tank Wier,Collector Inspection- 5 Years | TNT-Routine Work Area 9 | TNT-RTE-WA9 | 7000000 | TNT-FT-CM-0201 | Final Tank WierCollector Inspection 5 Years for
TNTWA9-STR | 21 | Final Tank Wier,Collector Inspection- 5 Years | TNT-Routine Work Area 9 | TNT-RTE-WA9 | 9000000 | TNT-FT-CM-0401 | Final Tank WierCollector Inspection 5 Years for
TNTWA9-STR | 21 | Final Tank Wier,Collector Inspection- 5 Years | TNT-Routine Work Area 9 | TNT-RTE-WA9 | 10000000 | TNT-FT-CM-0501 | Final Tank WierCollector Inspection 5 Years for
TNTWA9-STR | 22 | Inspect the final tank concrete for signs of deterioration- 10 years | TNT-Routine Work Area 9 | TNT-RTE-WA9 | 1000000 | TNT-FT-T-0100 | Inspect the final tank concrete for signs of deterioration 10 years for
TNTWA9-STR | 22 | Inspect the final tank concrete for signs of deterioration- 10 years | TNT-Routine Work Area 9 | TNT-RTE-WA9 | 2000000 | TNT-FT-T-0200 | Inspect the final tank concrete for signs of deterioration 10 years for
TNTWA9-STR | 22 | Inspect the final tank concrete for signs of deterioration- 10 years | TNT-Routine Work Area 9 | TNT-RTE-WA9 | 4000000 | TNT-FT-T-0400 | Inspect the final tank concrete for signs of deterioration 10 years for
TNTWA9-STR | 22 | Inspect the final tank concrete for signs of deterioration- 10 years | TNT-Routine Work Area 9 | TNT-RTE-WA9 | 3000000 | TNT-FT-T-0300 | Inspect the final tank concrete for signs of deterioration 10 years for
TNTWA9-STR | 22 | Inspect the final tank concrete for signs of deterioration- 10 years | TNT-Routine Work Area 9 | TNT-RTE-WA9 | 5000000 | TNT-FT-T-0500 | Inspect the final tank concrete for signs of deterioration 10 years for
TNTWA9-STR | 23 | D.O.Sensor Cleaning- Weekly | TNT-Routine Work Area 9 | TNT-RTE-WA9 | 2000000 | TNT-AER-AIT-0202 | DOSensor Cleaning Weekly for
TNTWA9-STR | 23 | D.O.Sensor Cleaning- Weekly | TNT-Routine Work Area 9 | TNT-RTE-WA9 | 1000000 | TNT-AER-AIT-0102 | DOSensor Cleaning Weekly for
TNTWA9-STR | 23 | D.O.Sensor Cleaning- Weekly | TNT-Routine Work Area 9 | TNT-RTE-WA9 | 4000000 | TNT-AER-AIT-0402 | DOSensor Cleaning Weekly for
TNTWA9-STR | 23 | D.O.Sensor Cleaning- Weekly | TNT-Routine Work Area 9 | TNT-RTE-WA9 | 3000000 | TNT-AER-AIT-0302 | DOSensor Cleaning Weekly for
TNTWA9-STR | 23 | D.O.Sensor Cleaning- Weekly | TNT-Routine Work Area 9 | TNT-RTE-WA9 | 8000000 | TNT-AER-AIT-0802 | DOSensor Cleaning Weekly for
TNTWA9-STR | 23 | D.O.Sensor Cleaning- Weekly | TNT-Routine Work Area 9 | TNT-RTE-WA9 | 5000000 | TNT-AER-AIT-0502 | DOSensor Cleaning Weekly for
TNTWA9-STR | 23 | D.O.Sensor Cleaning- Weekly | TNT-Routine Work Area 9 | TNT-RTE-WA9 | 6000000 | TNT-AER-AIT-0602 | DOSensor Cleaning Weekly for
TNTWA9-STR | 23 | D.O.Sensor Cleaning- Weekly | TNT-Routine Work Area 9 | TNT-RTE-WA9 | 7000000 | TNT-AER-AIT-0702 | DOSensor Cleaning Weekly for
TNTWA9-STR | 24 | D.O.Sensor Calibration- Annually | TNT-Routine Work Area 9 | TNT-RTE-WA9 | 1000000 | TNT-AER-AIT-0102 | DOSensor Yearly for
TNTWA9-STR | 24 | D.O.Sensor Calibration- Annually | TNT-Routine Work Area 9 | TNT-RTE-WA9 | 4000000 | TNT-AER-AIT-0402 | DOSensor Yearly for
TNTWA9-STR | 24 | D.O.Sensor Calibration- Annually | TNT-Routine Work Area 9 | TNT-RTE-WA9 | 2000000 | TNT-AER-AIT-0202 | DOSensor Yearly for
TNTWA9-STR | 24 | D.O.Sensor Calibration- Annually | TNT-Routine Work Area 9 | TNT-RTE-WA9 | 3000000 | TNT-AER-AIT-0302 | DOSensor Yearly for
TNTWA9-STR | 24 | D.O.Sensor Calibration- Annually | TNT-Routine Work Area 9 | TNT-RTE-WA9 | 5000000 | TNT-AER-AIT-0502 | DOSensor Yearly for
TNTWA9-STR | 24 | D.O.Sensor Calibration- Annually | TNT-Routine Work Area 9 | TNT-RTE-WA9 | 6000000 | TNT-AER-AIT-0602 | DOSensor Yearly for
TNTWA9-STR | 24 | D.O.Sensor Calibration- Annually | TNT-Routine Work Area 9 | TNT-RTE-WA9 | 7000000 | TNT-AER-AIT-0702 | DOSensor Yearly for
TNTWA9-STR | 24 | D.O.Sensor Calibration- Annually | TNT-Routine Work Area 9 | TNT-RTE-WA9 | 8000000 | TNT-AER-AIT-0802 | DOSensor Yearly for
TNTWA9-STR | 25 | Aeration Flow Transmitter Visual Inspection and calibration- 6 months | Tank,Aeration # 3 | TNT-AER-T-0300 | 2000000 | TNT-AER-FIT-0311 | Aeration Flow Transmitter Visual Inspection and calibration 6 months for
TNTWA9-STR | 25 | Aeration Flow Transmitter Visual Inspection and calibration- 6 months | Tank,Aeration # 3 | TNT-AER-T-0300 | 1000000 | TNT-AER-FIT-0301 | Aeration Flow Transmitter Visual Inspection and calibration 6 months for
TNTWA9-STR | 25 | Aeration Flow Transmitter Visual Inspection and calibration- 6 months | Tank,Aeration # 3 | TNT-AER-T-0300 | 3000000 | TNT-AER-FIT-0302 | Aeration Flow Transmitter Visual Inspection and calibration 6 months for
TNTWA9-STR | 25 | Aeration Flow Transmitter Visual Inspection and calibration- 6 months | Tank,Aeration, # 4 | TNT-AER-T-0400 | 2000000 | TNT-AER-FIT-0411 | Aeration Flow Transmitter Visual Inspection and calibration 6 months for
TNTWA9-STR | 25 | Aeration Flow Transmitter Visual Inspection and calibration- 6 months | Tank,Aeration, # 4 | TNT-AER-T-0400 | 3000000 | TNT-AER-FIT-0402 | Aeration Flow Transmitter Visual Inspection and calibration 6 months for
TNTWA9-STR | 25 | Aeration Flow Transmitter Visual Inspection and calibration- 6 months | Tank,Aeration, # 4 | TNT-AER-T-0400 | 1000000 | TNT-AER-FIT-0401 | Aeration Flow Transmitter Visual Inspection and calibration 6 months for
TNTWA9-STR | 25 | Aeration Flow Transmitter Visual Inspection and calibration- 6 months | Tank,Aeration, # 5 | TNT-AER-T-0500 | 1000000 | TNT-AER-FIT-0501 | Aeration Flow Transmitter Visual Inspection and calibration 6 months for
TNTWA9-STR | 25 | Aeration Flow Transmitter Visual Inspection and calibration- 6 months | Tank,Aeration, # 5 | TNT-AER-T-0500 | 2000000 | TNT-AER-FIT-0511 | Aeration Flow Transmitter Visual Inspection and calibration 6 months for
TNTWA9-STR | 25 | Aeration Flow Transmitter Visual Inspection and calibration- 6 months | Tank,Aeration # 6 | TNT-AER-T-0600 | 2000000 | TNT-AER-FIT-0611 | Aeration Flow Transmitter Visual Inspection and calibration 6 months for
TNTWA9-STR | 25 | Aeration Flow Transmitter Visual Inspection and calibration- 6 months | Tank,Aeration # 6 | TNT-AER-T-0600 | 1000000 | TNT-AER-FIT-0601 | Aeration Flow Transmitter Visual Inspection and calibration 6 months for
TNTWA9-STR | 25 | Aeration Flow Transmitter Visual Inspection and calibration- 6 months | TNT-Routine Work Area 9 | TNT-RTE-WA9 | 4000000 | TNT-AER-FIT-0811 | Aeration Flow Transmitter Visual Inspection and calibration 6 months for
TNTWA9-STR | 25 | Aeration Flow Transmitter Visual Inspection and calibration- 6 months | TNT-Routine Work Area 9 | TNT-RTE-WA9 | 1000000 | TNT-AER-FIT-0701 | Aeration Flow Transmitter Visual Inspection and calibration 6 months for
TNTWA9-STR | 25 | Aeration Flow Transmitter Visual Inspection and calibration- 6 months | TNT-Routine Work Area 9 | TNT-RTE-WA9 | 2000000 | TNT-AER-FIT-0711 | Aeration Flow Transmitter Visual Inspection and calibration 6 months for
TNTWA9-STR | 25 | Aeration Flow Transmitter Visual Inspection and calibration- 6 months | TNT-Routine Work Area 9 | TNT-RTE-WA9 | 3000000 | TNT-AER-FIT-0801 | Aeration Flow Transmitter Visual Inspection and calibration 6 months for
TNTWA9-STR | 26 | Aeration Disloved Oxygen Analyzer Transmitter Visual Inspection and calibration- 6 Months | Tank,Aeration # 3 | TNT-AER-T-0300 | 1000000 | TNT-AER-AE-0301A | Aeration Disloved Oxygen Analyzer Transmitter Visual Inspection and calibration 6 Months for
TNTWA9-STR | 26 | Aeration Disloved Oxygen Analyzer Transmitter Visual Inspection and calibration- 6 Months | Tank,Aeration # 3 | TNT-AER-T-0300 | 3000000 | TNT-AER-AIT-0301 | Aeration Disloved Oxygen Analyzer Transmitter Visual Inspection and calibration 6 Months for
TNTWA9-STR | 26 | Aeration Disloved Oxygen Analyzer Transmitter Visual Inspection and calibration- 6 Months | Tank,Aeration # 3 | TNT-AER-T-0300 | 2000000 | TNT-AER-AE-0301B | Aeration Disloved Oxygen Analyzer Transmitter Visual Inspection and calibration 6 Months for
TNTWA9-STR | 26 | Aeration Disloved Oxygen Analyzer Transmitter Visual Inspection and calibration- 6 Months | Tank,Aeration, # 4 | TNT-AER-T-0400 | 1000000 | TNT-AER-AE-0301A | Aeration Disloved Oxygen Analyzer Transmitter Visual Inspection and calibration 6 Months for
TNTWA9-STR | 26 | Aeration Disloved Oxygen Analyzer Transmitter Visual Inspection and calibration- 6 Months | Tank,Aeration, # 4 | TNT-AER-T-0400 | 2000000 | TNT-AER-AE-0401B | Aeration Disloved Oxygen Analyzer Transmitter Visual Inspection and calibration 6 Months for
TNTWA9-STR | 26 | Aeration Disloved Oxygen Analyzer Transmitter Visual Inspection and calibration- 6 Months | Tank,Aeration, # 4 | TNT-AER-T-0400 | 3000000 | TNT-AER-AIT-0401 | Aeration Disloved Oxygen Analyzer Transmitter Visual Inspection and calibration 6 Months for
TNTWA9-STR | 26 | Aeration Disloved Oxygen Analyzer Transmitter Visual Inspection and calibration- 6 Months | Tank,Aeration, # 5 | TNT-AER-T-0500 | 1000000 | TNT-AER-AE-0501A | Aeration Disloved Oxygen Analyzer Transmitter Visual Inspection and calibration 6 Months for
TNTWA9-STR | 26 | Aeration Disloved Oxygen Analyzer Transmitter Visual Inspection and calibration- 6 Months | Tank,Aeration, # 5 | TNT-AER-T-0500 | 3000000 | TNT-AER-AIT-0501 | Aeration Disloved Oxygen Analyzer Transmitter Visual Inspection and calibration 6 Months for
TNTWA9-STR | 26 | Aeration Disloved Oxygen Analyzer Transmitter Visual Inspection and calibration- 6 Months | Tank,Aeration, # 5 | TNT-AER-T-0500 | 2000000 | TNT-AER-AE-0501B | Aeration Disloved Oxygen Analyzer Transmitter Visual Inspection and calibration 6 Months for
TNTWA9-STR | 26 | Aeration Disloved Oxygen Analyzer Transmitter Visual Inspection and calibration- 6 Months | Tank,Aeration # 6 | TNT-AER-T-0600 | 1000000 | TNT-AER-AE-0601A | Aeration Disloved Oxygen Analyzer Transmitter Visual Inspection and calibration 6 Months for
TNTWA9-STR | 26 | Aeration Disloved Oxygen Analyzer Transmitter Visual Inspection and calibration- 6 Months | Tank,Aeration # 6 | TNT-AER-T-0600 | 2000000 | TNT-AER-AE-0601B | Aeration Disloved Oxygen Analyzer Transmitter Visual Inspection and calibration 6 Months for
TNTWA9-STR | 26 | Aeration Disloved Oxygen Analyzer Transmitter Visual Inspection and calibration- 6 Months | Tank,Aeration # 6 | TNT-AER-T-0600 | 3000000 | TNT-AER-AIT-0601 | Aeration Disloved Oxygen Analyzer Transmitter Visual Inspection and calibration 6 Months for
TNTWA9-STR | 26 | Aeration Disloved Oxygen Analyzer Transmitter Visual Inspection and calibration- 6 Months | TNT-Routine Work Area 9 | TNT-RTE-WA9 | 2000000 | TNT-AER-AE-0701B | Aeration Disloved Oxygen Analyzer Transmitter Visual Inspection and calibration 6 Months for
TNTWA9-STR | 26 | Aeration Disloved Oxygen Analyzer Transmitter Visual Inspection and calibration- 6 Months | TNT-Routine Work Area 9 | TNT-RTE-WA9 | 3000000 | TNT-AER-AIT-0701 | Aeration Disloved Oxygen Analyzer Transmitter Visual Inspection and calibration 6 Months for
TNTWA9-STR | 26 | Aeration Disloved Oxygen Analyzer Transmitter Visual Inspection and calibration- 6 Months | TNT-Routine Work Area 9 | TNT-RTE-WA9 | 4000000 | TNT-AER-AE-0801A | Aeration Disloved Oxygen Analyzer Transmitter Visual Inspection and calibration 6 Months for
TNTWA9-STR | 26 | Aeration Disloved Oxygen Analyzer Transmitter Visual Inspection and calibration- 6 Months | TNT-Routine Work Area 9 | TNT-RTE-WA9 | 1000000 | TNT-AER-AE-0701A | Aeration Disloved Oxygen Analyzer Transmitter Visual Inspection and calibration 6 Months for
TNTWA9-STR | 26 | Aeration Disloved Oxygen Analyzer Transmitter Visual Inspection and calibration- 6 Months | TNT-Routine Work Area 9 | TNT-RTE-WA9 | 5000000 | TNT-AER-AE-0801B | Aeration Disloved Oxygen Analyzer Transmitter Visual Inspection and calibration 6 Months for
TNTWA9-STR | 26 | Aeration Disloved Oxygen Analyzer Transmitter Visual Inspection and calibration- 6 Months | TNT-Routine Work Area 9 | TNT-RTE-WA9 | 6000000 | TNT-AER-AIT-0801 | Aeration Disloved Oxygen Analyzer Transmitter Visual Inspection and calibration 6 Months for
TNTWA9-STR | 27 | Aeration Pressure Transmitter Visual Inspection and pressure match- 6Months | TNT-Routine Work Area 9 | TNT-RTE-WA9 | 2000000 | TNT-AER-PIT-0801 | Aeration Pressure Transmitter Visual Inspection and pressure match 6Months for
TNTWA9-STR | 27 | Aeration Pressure Transmitter Visual Inspection and pressure match- 6Months | TNT-Routine Work Area 9 | TNT-RTE-WA9 | 1000000 | TNT-AER-PIT-0701 | Aeration Pressure Transmitter Visual Inspection and pressure match 6Months for
TNTWA9-STR | 30 | Air Bumping of 9" Membrane Diffuser- Weekly | TNT-Routine Work Area 9 | TNT-RTE-WA9 | 4000000 | TNT-AER-T-0400 | Air Bumping of 9 Memrane Diffuser Weekly for
TNTWA9-STR | 30 | Air Bumping of 9" Membrane Diffuser- Weekly | TNT-Routine Work Area 9 | TNT-RTE-WA9 | 1000000 | TNT-AER-T-0700 | Air Bumping of 9 Memrane Diffuser Weekly for
TNTWA9-STR | 30 | Air Bumping of 9" Membrane Diffuser- Weekly | TNT-Routine Work Area 9 | TNT-RTE-WA9 | 2000000 | TNT-AER-T-0800 | Air Bumping of 9 Memrane Diffuser Weekly for
TNTWA9-STR | 30 | Air Bumping of 9" Membrane Diffuser- Weekly | TNT-Routine Work Area 9 | TNT-RTE-WA9 | 3000000 | TNT-AER-T-0300 | Air Bumping of 9 Memrane Diffuser Weekly for
TNTWA9-STR | 30 | Air Bumping of 9" Membrane Diffuser- Weekly | TNT-Routine Work Area 9 | TNT-RTE-WA9 | 5000000 | TNT-AER-T-0500 | Air Bumping of 9 Memrane Diffuser Weekly for
TNTWA9-STR | 30 | Air Bumping of 9" Membrane Diffuser- Weekly | TNT-Routine Work Area 9 | TNT-RTE-WA9 | 6000000 | TNT-AER-T-0600 | Air Bumping of 9 Memrane Diffuser Weekly for
TNTWA9-STR | 32 | Mixer Periodic Inspection,- 2 years/ 8000 Hrs | Tank,Aeration # 3 | TNT-AER-T-0300 | 1000000 | TNT-AER-MX-0301 | Mixer Periodic Inspection 2 years 8000 Hrs for
TNTWA9-STR | 32 | Mixer Periodic Inspection,- 2 years/ 8000 Hrs | Tank,Aeration # 3 | TNT-AER-T-0300 | 2000000 | TNT-AER-MX-0302 | Mixer Periodic Inspection 2 years 8000 Hrs for
TNTWA9-STR | 32 | Mixer Periodic Inspection,- 2 years/ 8000 Hrs | Tank,Aeration, # 4 | TNT-AER-T-0400 | 1000000 | TNT-AER-MX-0401 | Mixer Periodic Inspection 2 years 8000 Hrs for
TNTWA9-STR | 32 | Mixer Periodic Inspection,- 2 years/ 8000 Hrs | Tank,Aeration, # 4 | TNT-AER-T-0400 | 2000000 | TNT-AER-MX-0402 | Mixer Periodic Inspection 2 years 8000 Hrs for
TNTWA9-STR | 32 | Mixer Periodic Inspection,- 2 years/ 8000 Hrs | Tank,Aeration, # 5 | TNT-AER-T-0500 | 1000000 | TNT-AER-MX-0501 | Mixer Periodic Inspection 2 years 8000 Hrs for
TNTWA9-STR | 32 | Mixer Periodic Inspection,- 2 years/ 8000 Hrs | Tank,Aeration, # 5 | TNT-AER-T-0500 | 2000000 | TNT-AER-MX-0502 | Mixer Periodic Inspection 2 years 8000 Hrs for
TNTWA9-STR | 32 | Mixer Periodic Inspection,- 2 years/ 8000 Hrs | Tank,Aeration # 6 | TNT-AER-T-0600 | 1000000 | TNT-AER-MX-0601 | Mixer Periodic Inspection 2 years 8000 Hrs for
TNTWA9-STR | 32 | Mixer Periodic Inspection,- 2 years/ 8000 Hrs | Tank,Aeration # 6 | TNT-AER-T-0600 | 2000000 | TNT-AER-MX-0602 | Mixer Periodic Inspection 2 years 8000 Hrs for
TNTWA9-STR | 32 | Mixer Periodic Inspection,- 2 years/ 8000 Hrs | Tank ,Aeration# 7 | TNT-AER-T-0700 | 1000000 | TNT-AER-MX-0701 | Mixer Periodic Inspection 2 years 8000 Hrs for
TNTWA9-STR | 32 | Mixer Periodic Inspection,- 2 years/ 8000 Hrs | Tank ,Aeration# 7 | TNT-AER-T-0700 | 2000000 | TNT-AER-MX-0702 | Mixer Periodic Inspection 2 years 8000 Hrs for
TNTWA9-STR | 32 | Mixer Periodic Inspection,- 2 years/ 8000 Hrs | Tank,Aeration # 8 | TNT-AER-T-0800 | 1000000 | TNT-AER-MX-0801 | Mixer Periodic Inspection 2 years 8000 Hrs for
TNTWA9-STR | 32 | Mixer Periodic Inspection,- 2 years/ 8000 Hrs | Tank,Aeration # 8 | TNT-AER-T-0800 | 2000000 | TNT-AER-MX-0802 | Mixer Periodic Inspection 2 years 8000 Hrs for
TNTWA9-STR | 33 | Mixer Periodic Inspection,- 8 years/ 32000 Hrs | Tank,Aeration # 3 | TNT-AER-T-0300 | 1000000 | TNT-AER-MX-0301 | Mixer Periodic Inspection 8 years 32000 Hrs for
TNTWA9-STR | 33 | Mixer Periodic Inspection,- 8 years/ 32000 Hrs | Tank,Aeration # 3 | TNT-AER-T-0300 | 2000000 | TNT-AER-MX-0302 | Mixer Periodic Inspection 8 years 32000 Hrs for
TNTWA9-STR | 33 | Mixer Periodic Inspection,- 8 years/ 32000 Hrs | Tank,Aeration, # 4 | TNT-AER-T-0400 | 1000000 | TNT-AER-MX-0401 | Mixer Periodic Inspection 8 years 32000 Hrs for
TNTWA9-STR | 33 | Mixer Periodic Inspection,- 8 years/ 32000 Hrs | Tank,Aeration, # 4 | TNT-AER-T-0400 | 2000000 | TNT-AER-MX-0402 | Mixer Periodic Inspection 8 years 32000 Hrs for
TNTWA9-STR | 33 | Mixer Periodic Inspection,- 8 years/ 32000 Hrs | Tank,Aeration, # 5 | TNT-AER-T-0500 | 1000000 | TNT-AER-MX-0501 | Mixer Periodic Inspection 8 years 32000 Hrs for
TNTWA9-STR | 33 | Mixer Periodic Inspection,- 8 years/ 32000 Hrs | Tank,Aeration, # 5 | TNT-AER-T-0500 | 2000000 | TNT-AER-MX-0502 | Mixer Periodic Inspection 8 years 32000 Hrs for
TNTWA9-STR | 33 | Mixer Periodic Inspection,- 8 years/ 32000 Hrs | Tank,Aeration # 6 | TNT-AER-T-0600 | 1000000 | TNT-AER-MX-0601 | Mixer Periodic Inspection 8 years 32000 Hrs for
TNTWA9-STR | 33 | Mixer Periodic Inspection,- 8 years/ 32000 Hrs | Tank,Aeration # 6 | TNT-AER-T-0600 | 2000000 | TNT-AER-MX-0602 | Mixer Periodic Inspection 8 years 32000 Hrs for
TNTWA9-STR | 33 | Mixer Periodic Inspection,- 8 years/ 32000 Hrs | Tank ,Aeration# 7 | TNT-AER-T-0700 | 1000000 | TNT-AER-MX-0701 | Mixer Periodic Inspection 8 years 32000 Hrs for
TNTWA9-STR | 33 | Mixer Periodic Inspection,- 8 years/ 32000 Hrs | Tank ,Aeration# 7 | TNT-AER-T-0700 | 2000000 | TNT-AER-MX-0702 | Mixer Periodic Inspection 8 years 32000 Hrs for
TNTWA9-STR | 33 | Mixer Periodic Inspection,- 8 years/ 32000 Hrs | Tank,Aeration # 8 | TNT-AER-T-0800 | 2000000 | TNT-AER-MX-0802 | Mixer Periodic Inspection 8 years 32000 Hrs for
TNTWA9-STR | 33 | Mixer Periodic Inspection,- 8 years/ 32000 Hrs | Tank,Aeration # 8 | TNT-AER-T-0800 | 1000000 | TNT-AER-MX-0801 | Mixer Periodic Inspection 8 years 32000 Hrs for
TNTWA9-STR | 37 | WAS Pump Lubrication -Millwright -6 Monthly | TNT-Routine Work Area 9 | TNT-RTE-WA9 | 1000000 | TNT-STR-P-1401 | WAS Pump Lubrication Millwright 6 Monthly for
TNTWA9-STR | 37 | WAS Pump Lubrication -Millwright -6 Monthly | TNT-Routine Work Area 9 | TNT-RTE-WA9 | 2000000 | TNT-STR-P-1501 | WAS Pump Lubrication Millwright 6 Monthly for
TNTWA9-STR | 38 | WAS Pump Maintenance -Millwright -Annual | TNT-Routine Work Area 9 | TNT-RTE-WA9 | 1000000 | TNT-STR-P-1401 | WAS Pump Maintenance Millwright Annual for
TNTWA9-STR | 38 | WAS Pump Maintenance -Millwright -Annual | TNT-Routine Work Area 9 | TNT-RTE-WA9 | 2000000 | TNT-STR-P-1501 | WAS Pump Maintenance Millwright Annual for
TNTWA9-STR | 39 | Secondary Clarifier RAS Suction Pipe Actuated Knife Gate Valve Maintenance- Annual | TNT-Routine Work Area 9 | TNT-RTE-WA9 | 1000000 | TNT-STR-V-0023 | Secondary Clarifier RAS Suction Pipe Actuated Knife Gate Valve Maintenance Annual for
TNTWA9-STR | 39 | Secondary Clarifier RAS Suction Pipe Actuated Knife Gate Valve Maintenance- Annual | TNT-Routine Work Area 9 | TNT-RTE-WA9 | 2000000 | TNT-STR-V-0024 | Secondary Clarifier RAS Suction Pipe Actuated Knife Gate Valve Maintenance Annual for
TNTWA9-STR | 39 | Secondary Clarifier RAS Suction Pipe Actuated Knife Gate Valve Maintenance- Annual | TNT-Routine Work Area 9 | TNT-RTE-WA9 | 4000000 | TNT-STR-V-0029 | Secondary Clarifier RAS Suction Pipe Actuated Knife Gate Valve Maintenance Annual for
TNTWA9-STR | 39 | Secondary Clarifier RAS Suction Pipe Actuated Knife Gate Valve Maintenance- Annual | TNT-Routine Work Area 9 | TNT-RTE-WA9 | 3000000 | TNT-STR-V-0028 | Secondary Clarifier RAS Suction Pipe Actuated Knife Gate Valve Maintenance Annual for
TNTWA9-STR | 39 | Secondary Clarifier RAS Suction Pipe Actuated Knife Gate Valve Maintenance- Annual | TNT-Routine Work Area 9 | TNT-RTE-WA9 | 5000000 | TNT-STR-V-0030 | Secondary Clarifier RAS Suction Pipe Actuated Knife Gate Valve Maintenance Annual for
TNTWA9-STR | 40 | MABR Blower Check-weekly | TNT-Routine Work Area 9 | TNT-RTE-WA9 | 2000000 | TNT-AER-BL-2200 | MABR Blower Checkweekly for
TNTWA9-STR | 40 | MABR Blower Check-weekly | TNT-Routine Work Area 9 | TNT-RTE-WA9 | 1000000 | TNT-AER-BL-2100 | MABR Blower Checkweekly for
TNTWA9-STR | 48 | MABR Compressor Pressure Switch Inspection- 6 Months | TNT-Routine Work Area 9 | TNT-RTE-WA9 | 1000000 | TNT-AER-PSL-2001 | MABR Blower Pressure Switch Inspection 6 Months for
TNTWA9-STR | 48 | MABR Compressor Pressure Switch Inspection- 6 Months | TNT-Routine Work Area 9 | TNT-RTE-WA9 | 2000000 | TNT-AER-PSL-2002 | MABR Blower Pressure Switch Inspection 6 Months for
WA5RTE-DIG | 15 | Semi-Annual Plant Techinican Sluice Gates Exercise | TAB-Routine Work Area 5 | TAB-RTE-WA5 | 1000000 | TAB-STW-G-4600 | Exercise and inspect the sluice gate valve
WA5RTE-DIG | 15 | Semi-Annual Plant Techinican Sluice Gates Exercise | TAB-Routine Work Area 5 | TAB-RTE-WA5 | 2000000 | TAB-STW-G-5200 | Exercise and inspect the sluice gate valve
WTR-CH-01 | 1 | Chamber - Isolation GV - Air Valve Routine Tasks | Chamber | CH 317 09 | 1000000 | CH 317 09 | Inspect condition of chamber neck ladder platform and structure
WTR-CH-01 | 1 | Chamber - Isolation GV - Air Valve Routine Tasks | Chamber | CH 317 09 | 2000000 | WTR-317-V-0901 | Inspect condition of chamber neck ladder platform and structure
WTR-CH-01 | 1 | Chamber - Isolation GV - Air Valve Routine Tasks | Chamber | CH 317 09 | 3000000 | WTR-317-V-0902 | Inspect condition of chamber neck ladder platform and structure
WTR-GEN | 3 | Semi-Annual -3 Generator Inspection - Contractor | Generator, Electrical, Generator Building, Virtual | WTR-PEL-GEN | 2000000 | WTR-PEL-GEN-1200 | Perform semiannual inspection of the diesel genrerator
WTR-GEN | 3 | Semi-Annual -3 Generator Inspection - Contractor | Generator, Electrical, Generator Building, Virtual | WTR-PEL-GEN | 1000000 | WTR-PEL-GEN-1100 | Perform semiannual inspection of the diesel genrerator
WTR-GEN | 3 | Semi-Annual -3 Generator Inspection - Contractor | Generator, Electrical, Generator Building, Virtual | WTR-PEL-GEN | 3000000 | WTR-PEL-GEN-1300 | Perform semiannual inspection of the diesel genrerator
WTR-GEN | 4 | Annual -3 Generator Inspection - Contractor | Generator, Electrical, Generator Building, Virtual | WTR-PEL-GEN | 3000000 | WTR-PEL-GEN-1300 | Perform annual inspection of the diesel genrerator
WTR-GEN | 4 | Annual -3 Generator Inspection - Contractor | Generator, Electrical, Generator Building, Virtual | WTR-PEL-GEN | 1000000 | WTR-PEL-GEN-1100 | Perform annual inspection of the diesel genrerator
WTR-GEN | 4 | Annual -3 Generator Inspection - Contractor | Generator, Electrical, Generator Building, Virtual | WTR-PEL-GEN | 2000000 | WTR-PEL-GEN-1200 | Perform annual inspection of the diesel genrerator
WTR-GEN | 5 | 5 year -3 Generator Inspection - Contractor | Generator, Electrical, Generator Building, Virtual | WTR-PEL-GEN | 1000000 | WTR-PEL-GEN-1100 | Perform 5 year inspection of the diesel genrerator
WTR-GEN | 5 | 5 year -3 Generator Inspection - Contractor | Generator, Electrical, Generator Building, Virtual | WTR-PEL-GEN | 3000000 | WTR-PEL-GEN-1300 | Perform 5 year inspection of the diesel genrerator
WTR-GEN | 5 | 5 year -3 Generator Inspection - Contractor | Generator, Electrical, Generator Building, Virtual | WTR-PEL-GEN | 2000000 | WTR-PEL-GEN-1200 | Perform 5 year inspection of the diesel genrerator
WTR-GEN | 6 | 10 year -Generator Fuel Tank Inspection - Contractor | Generator, Electrical, Generator Building, Virtual | WTR-PEL-GEN | 1000000 | WTR-PEL-GEN-1100 | Perform 10 years inspection of the fuel tank
WTR-GEN | 6 | 10 year -Generator Fuel Tank Inspection - Contractor | Generator, Electrical, Generator Building, Virtual | WTR-PEL-GEN | 2000000 | WTR-PEL-GEN-1200 | Perform 10 years inspection of the fuel tank
WTR-GEN | 6 | 10 year -Generator Fuel Tank Inspection - Contractor | Generator, Electrical, Generator Building, Virtual | WTR-PEL-GEN | 3000000 | WTR-PEL-GEN-1300 | Perform 10 years inspection of the fuel tank
WTR-GEN | 6 | 10 year -Generator Fuel Tank Inspection - Contractor | Generator, Electrical, Generator Building, Virtual | WTR-PMI-GEN | 1000000 | WTR-PMI-GEN-0101 | Perform 10 years inspection of the fuel tank
WTR-GEN | 6 | 10 year -Generator Fuel Tank Inspection - Contractor | Generator, Electrical, Generator Building, Virtual | WTR-PMI-GEN | 2000000 | WTR-PMI-GEN-0201 | Perform 10 years inspection of the fuel tank
WTR-GEN | 6 | 10 year -Generator Fuel Tank Inspection - Contractor | Generator, Electrical, Generator Building, Virtual | WTR-PRH-GEN | 1000000 | WTR-PRH-GEN-1100 | Perform 10 years inspection of the fuel tank
WTR-GEN | 6 | 10 year -Generator Fuel Tank Inspection - Contractor | Generator, Electrical, Generator Building, Virtual | WTR-PRH-GEN | 2000000 | WTR-PRH-GEN-1200 | Perform 10 years inspection of the fuel tank
WTR-GEN | 13 | Semi Annual -2 Generator Inspection-Contractor | Generator, Electrical, Generator Building, Virtual | WTR-PMI-GEN | 1000000 | WTR-PMI-GEN-0101 | Perform semiannual inspection of the diesel genrerator
WTR-GEN | 13 | Semi Annual -2 Generator Inspection-Contractor | Generator, Electrical, Generator Building, Virtual | WTR-PMI-GEN | 2000000 | WTR-PMI-GEN-0201 | Perform semiannual inspection of the diesel genrerator
WTR-GEN | 13 | Semi Annual -2 Generator Inspection-Contractor | Generator, Electrical, Generator Building, Virtual | WTR-PRH-GEN | 2000000 | WTR-PRH-GEN-1200 | Perform semiannual inspection of the diesel genrerator
WTR-GEN | 13 | Semi Annual -2 Generator Inspection-Contractor | Generator, Electrical, Generator Building, Virtual | WTR-PRH-GEN | 1000000 | WTR-PRH-GEN-1100 | Perform semiannual inspection of the diesel genrerator
WTR-GEN | 15 | 5 Year- 2 Generator Inspection-Contractor | Generator, Electrical, Generator Building, Virtual | WTR-PMI-GEN | 1000000 | WTR-PMI-GEN-0101 | Perform 5 year inspection of the diesel genrerator
WTR-GEN | 15 | 5 Year- 2 Generator Inspection-Contractor | Generator, Electrical, Generator Building, Virtual | WTR-PMI-GEN | 2000000 | WTR-PMI-GEN-0201 | Perform 5 year inspection of the diesel genrerator
WTR-GEN | 15 | 5 Year- 2 Generator Inspection-Contractor | Generator, Electrical, Generator Building, Virtual | WTR-PRH-GEN | 1000000 | WTR-PRH-GEN-1100 | Perform 5 year inspection of the diesel genrerator
WTR-GEN | 15 | 5 Year- 2 Generator Inspection-Contractor | Generator, Electrical, Generator Building, Virtual | WTR-PRH-GEN | 2000000 | WTR-PRH-GEN-1200 | Perform 5 year inspection of the diesel genrerator
WTR-PJSENW | 6 | Yearly service air receiver tank inspections | Enwave Process | WTR-PJS-ENW | 1000000 | WTR-PJS-T-2000 | Visual check of the service air receiver welds
WTR-PJSENW | 6 | Yearly service air receiver tank inspections | Enwave Process | WTR-PJS-ENW | 2000000 | WTR-PJS-T-2100 | Visual check of the service air receiver welds
WTR-PJSENW | 9 | Yearly air compressor belt inspection | Enwave Process | WTR-PJS-ENW | 1000000 | WTR-PJS-C-2000 | Inspect the compressor drive belts
WTR-PJSENW | 9 | Yearly air compressor belt inspection | Enwave Process | WTR-PJS-ENW | 2000000 | WTR-PJS-C-2100 | Inspect the compressor drive belts
WTR-PJSENW | 13 | Yearly flood alarm inspection | Enwave Process | WTR-PJS-ENW | 1000000 | WTR-PJS-LSH-0068 | Test the area flood switch
WTR-PJSENW | 13 | Yearly flood alarm inspection | Enwave Process | WTR-PJS-ENW | 2000000 | WTR-PJS-LSH-0079 | Test the area flood switch
WTR-PJSENW | 19 | Yearly instrumentation calibration tasks | Enwave Process | WTR-PJS-ENW | 2000000 | WTR-PJS-PDIT-0011 | Calibrate the City Enwave piping differential transmitter
WTR-PJSENW | 19 | Yearly instrumentation calibration tasks | Enwave Process | WTR-PJS-ENW | 1000000 | WTR-PJS-PDIT-0010 | Calibrate the City Enwave piping differential transmitter
WTR-PJSENW | 19 | Yearly instrumentation calibration tasks | Enwave Process | WTR-PJS-ENW | 3000000 | WTR-PJS-PDIT-0012 | Calibrate the City Enwave piping differential transmitter
WTR-PJSENW | 19 | Yearly instrumentation calibration tasks | Enwave Process | WTR-PJS-ENW | 4000000 | WTR-PJS-PDIT-0013 | Calibrate the City Enwave piping differential transmitter
WTR-PJSENW | 20 | Yearly heat exchanger instrumentation calibration tasks | Enwave Process | WTR-PJS-ENW | 1000000 | WTR-PJS-FIT-3001 | Verification check of the magnetic flow meter
WTR-PJSENW | 20 | Yearly heat exchanger instrumentation calibration tasks | Enwave Process | WTR-PJS-ENW | 2000000 | WTR-PJS-FIT-3018 | Verification check of the magnetic flow meter
WTR-PJSENW | 24 | Three year magnetic flow meter test | Enwave Process | WTR-PJS-ENW | 1000000 | WTR-PJS-FIT-3001 | Check the magnetic flow meter ground connection
WTR-PJSENW | 24 | Three year magnetic flow meter test | Enwave Process | WTR-PJS-ENW | 2000000 | WTR-PJS-FIT-3018 | Check the magnetic flow meter ground connection
WTR-PJSENW | 25 | Five year air receiver moisture trap service | Enwave Process | WTR-PJS-ENW | 1000000 | WTR-PJS-V-2002 | Service the air receiver moisture separator internals
WTR-PJSENW | 25 | Five year air receiver moisture trap service | Enwave Process | WTR-PJS-ENW | 2000000 | WTR-PJS-V-2102 | Service the air receiver moisture separator internals
WTR-PJSENW | 26 | Five year surge tank inspection | Enwave Process | WTR-PJS-ENW | 3000000 | WTR-PJS-T-4200 | Inspect the interior of the surge tank
WTR-PJSENW | 26 | Five year surge tank inspection | Enwave Process | WTR-PJS-ENW | 1000000 | WTR-PJS-T-4000 | Inspect the interior of the surge tank
WTR-PJSENW | 26 | Five year surge tank inspection | Enwave Process | WTR-PJS-ENW | 4000000 | WTR-PJS-T-4300 | Inspect the interior of the surge tank
WTR-PJSENW | 26 | Five year surge tank inspection | Enwave Process | WTR-PJS-ENW | 2000000 | WTR-PJS-T-4100 | Inspect the interior of the surge tank
WTR-PJSENW | 27 | Five year air receiver tank pressure relief valve replacement | Enwave Process | WTR-PJS-ENW | 1000000 | WTR-PJS-V-2001 | Replace the air receiver pressure relief valve
WTR-PJSENW | 27 | Five year air receiver tank pressure relief valve replacement | Enwave Process | WTR-PJS-ENW | 2000000 | WTR-PJS-V-2101 | Replace the air receiver pressure relief valve
WTR-PJSLEG | 90 | Monthly-Emergency Eyewash Station-Legislative-Millwright | Parkdale Pumping Station | WTR-PPD | 1000000 | WTR-PPD-SQ-0001 | Test the emergency eye wash station
WTR-PJSLEG | 90 | Monthly-Emergency Eyewash Station-Legislative-Millwright | Parkdale Pumping Station | WTR-PPD | 2000000 | WTR-PPD-SQ-0002 | Test the emergency eye wash station
WTR-PJSLEG | 140 | (Legislative) Annual verification of the backflow preventer | John Street Pumping Station | WTR-PJS | 1000000 | WTR-PJS-BFP-0001 | Verification of the backflow preventer
WTR-PJSLEG | 140 | (Legislative) Annual verification of the backflow preventer | John Street Pumping Station | WTR-PJS | 2000000 | WTR-PJS-BFP-0002 | Verification of the backflow preventer
WTR-PJSLEG | 140 | (Legislative) Annual verification of the backflow preventer | John Street Pumping Station | WTR-PJS | 3000000 | WTR-PJS-BFP-0003 | Verification of the backflow preventer
WTR-PJSLEG | 141 | (Legislative) Annual verification of the backflow preventer | Wm. H. Johnston Pumping Station | WTR-PJO | 1000000 | WTR-PJO-BFP-0001 | Verification of the backflow preventer
WTR-PJSLEG | 141 | (Legislative) Annual verification of the backflow preventer | Wm. H. Johnston Pumping Station | WTR-PJO | 2000000 | WTR-PJO-BFP-0002 | Verification of the backflow preventer
WTR-PJSLEG | 142 | (Legislative) Annual verification of the backflow preventer | Kennedy Pumping Station | WTR-PKN | 1000000 | WTR-PKN-BFP-0003 | Verification of the backflow preventer
WTR-PJSLEG | 142 | (Legislative) Annual verification of the backflow preventer | Kennedy Pumping Station | WTR-PKN | 2000000 | WTR-PKN-BFP-0004 | Verification of the backflow preventer
WTR-PJSLEG | 143 | (Legislative) Annual verification of the backflow preventer | Armour Heights Pumping Station | WTR-PAH | 1000000 | WTR-PAH-BFP-0001 | Verification of the backflow preventer
WTR-PJSLEG | 143 | (Legislative) Annual verification of the backflow preventer | Armour Heights Pumping Station | WTR-PAH | 2000000 | WTR-PAH-BFP-0002 | Verification of the backflow preventer
WTR-PJSLEG | 144 | (Legislative) Annual verification of the backflow preventer | Parkdale Pumping Station | WTR-PPD | 1000000 | WTR-PPD-BFP-0001 | Verification of the backflow preventer
WTR-PJSLEG | 144 | (Legislative) Annual verification of the backflow preventer | Parkdale Pumping Station | WTR-PPD | 3000000 | WTR-PPD-BFP-0003 | Verification of the backflow preventer
WTR-PJSLEG | 144 | (Legislative) Annual verification of the backflow preventer | Parkdale Pumping Station | WTR-PPD | 2000000 | WTR-PPD-BFP-0002 | Verification of the backflow preventer
WTR-PJSLEG | 144 | (Legislative) Annual verification of the backflow preventer | Parkdale Pumping Station | WTR-PPD | 4000000 | WTR-PPD-BFP-0004 | Verification of the backflow preventer
WTR-PJSLEG | 144 | (Legislative) Annual verification of the backflow preventer | St. Albans Pumping Station | WTR-PSA | 2000000 | WTR-PSA-BFP-0002 | Verification of the backflow preventer
WTR-PJSLEG | 144 | (Legislative) Annual verification of the backflow preventer | St. Albans Pumping Station | WTR-PSA | 1000000 | WTR-PSA-BFP-0001 | Verification of the backflow preventer
WTR-PJSLEG | 144 | (Legislative) Annual verification of the backflow preventer | St. Albans Pumping Station | WTR-PSA | 3000000 | WTR-PSA-BFP-0003 | Verification of the backflow preventer
WTR-PJSLEG | 144 | (Legislative) Annual verification of the backflow preventer | West Toronto Pumping Station | WTR-PWT | 1000000 | WTR-PWT-BFP-0001 | Verification of the backflow preventer
WTR-PJSLEG | 144 | (Legislative) Annual verification of the backflow preventer | West Toronto Pumping Station | WTR-PWT | 2000000 | WTR-PWT-BFP-0002 | Verification of the backflow preventer
WTR-PJSLEG | 144 | (Legislative) Annual verification of the backflow preventer | West Toronto Pumping Station | WTR-PWT | 3000000 | WTR-PWT-BFP-0003 | Verification of the backflow preventer
WTR-PJSN02 | 30 | Annual Venturi and Magnetic flow meter service routine | John Street Pumping Station | WTR-PJS | 1000000 | WTR-PJS-FIT-0601 | Service the venturi flow meter impulse line
WTR-PJSN02 | 30 | Annual Venturi and Magnetic flow meter service routine | John Street Pumping Station | WTR-PJS | 2000000 | WTR-PJS-FIT-0701 | Service the venturi flow meter impulse line
WTR-PJSN02 | 30 | Annual Venturi and Magnetic flow meter service routine | John Street Pumping Station | WTR-PJS | 3000000 | WTR-PJS-FIT-0801 | Service the venturi flow meter impulse line
WTR-PJSN02 | 30 | Annual Venturi and Magnetic flow meter service routine | John Street Pumping Station | WTR-PJS | 4000000 | WTR-PJS-FIT-0901 | Service the venturi flow meter impulse line
WTR-PJSN02 | 32 | Annual Venturi flow meter service routine | Armour Heights Pumping Station | WTR-PAH | 2000000 | WTR-PAH-FIT-0201 | Service the venturi flow meter impulse line
WTR-PJSN02 | 32 | Annual Venturi flow meter service routine | Armour Heights Pumping Station | WTR-PAH | 1000000 | WTR-PAH-FIT-0101 | Service the venturi flow meter impulse line
WTR-PJSN02 | 32 | Annual Venturi flow meter service routine | Armour Heights Pumping Station | WTR-PAH | 3000000 | WTR-PAH-FIT-0301 | Service the venturi flow meter impulse line
WTR-PJSN02 | 32 | Annual Venturi flow meter service routine | Wm. H. Johnston Pumping Station | WTR-PJO | 1000000 | WTR-PJO-FIT-0101 | Service the venturi flow meter impulse line
WTR-PJSN02 | 32 | Annual Venturi flow meter service routine | Wm. H. Johnston Pumping Station | WTR-PJO | 2000000 | WTR-PJO-FIT-0201 | Service the venturi flow meter impulse line
WTR-PJSN02 | 32 | Annual Venturi flow meter service routine | Wm. H. Johnston Pumping Station | WTR-PJO | 3000000 | WTR-PJO-FIT-0301 | Service the venturi flow meter impulse line
WTR-PJSN02 | 33 | Annual Venturi flow meter service routine | St. Albans Pumping Station | WTR-PSA | 3000000 | WTR-PSA-FIT-0301 | Service the venturi flow meter impulse line
WTR-PJSN02 | 33 | Annual Venturi flow meter service routine | St. Albans Pumping Station | WTR-PSA | 1000000 | WTR-PSA-FIT-0101 | Service the venturi flow meter impulse line
WTR-PJSN02 | 33 | Annual Venturi flow meter service routine | St. Albans Pumping Station | WTR-PSA | 2000000 | WTR-PSA-FIT-0201 | Service the venturi flow meter impulse line
WTR-PJSN02 | 33 | Annual Venturi flow meter service routine | St. Albans Pumping Station | WTR-PSA | 4000000 | WTR-PSA-FIT-0401 | Service the venturi flow meter impulse line
WTR-PJSN02 | 33 | Annual Venturi flow meter service routine | West Toronto Pumping Station | WTR-PWT | 1000000 | WTR-PWT-FIT-0101 | Service the venturi flow meter impulse line
WTR-PJSN02 | 33 | Annual Venturi flow meter service routine | West Toronto Pumping Station | WTR-PWT | 4000000 | WTR-PWT-FIT-0401 | Service the venturi flow meter impulse line
WTR-PJSN02 | 33 | Annual Venturi flow meter service routine | West Toronto Pumping Station | WTR-PWT | 2000000 | WTR-PWT-FIT-0201 | Service the venturi flow meter impulse line
WTR-PJSN02 | 33 | Annual Venturi flow meter service routine | West Toronto Pumping Station | WTR-PWT | 3000000 | WTR-PWT-FIT-0301 | Service the venturi flow meter impulse line
WTR-PJSN02 | 62 | Yearly Valve Lubrication and Exercise Tasks | Dorset Pumping Station | WTR-PDS | 1000000 | WTR-PDS-V-0002 | Inspect lubricate and exercise isolation valve
WTR-PJSN02 | 62 | Yearly Valve Lubrication and Exercise Tasks | Dorset Pumping Station | WTR-PDS | 2000000 | WTR-PDS-V-0004 | Inspect lubricate and exercise isolation valve
WTR-PJSN02 | 62 | Yearly Valve Lubrication and Exercise Tasks | Dorset Pumping Station | WTR-PDS | 4000000 | WTR-PDS-V-0201 | Inspect lubricate and exercise isolation valve
WTR-PJSN02 | 62 | Yearly Valve Lubrication and Exercise Tasks | Dorset Pumping Station | WTR-PDS | 3000000 | WTR-PDS-V-0101 | Inspect lubricate and exercise isolation valve
WTR-PJSN02 | 62 | Yearly Valve Lubrication and Exercise Tasks | Dorset Pumping Station | WTR-PDS | 7000000 | WTR-PDS-V-0007 | Inspect lubricate and exercise isolation valve
WTR-PJSN02 | 62 | Yearly Valve Lubrication and Exercise Tasks | Dorset Pumping Station | WTR-PDS | 5000000 | WTR-PDS-V-0001 | Inspect lubricate and exercise isolation valve
WTR-PJSN02 | 62 | Yearly Valve Lubrication and Exercise Tasks | Dorset Pumping Station | WTR-PDS | 8000000 | WTR-PDS-V-0008 | Inspect lubricate and exercise isolation valve
WTR-PJSN02 | 62 | Yearly Valve Lubrication and Exercise Tasks | Dorset Pumping Station | WTR-PDS | 6000000 | WTR-PDS-V-0006 | Inspect lubricate and exercise isolation valve
WTR-PJSN04 | 125 | Annual Transformer Oil Sampling | Electrical System | WTR-PAH-ELS | 1000000 | WTR-PAH-TR-0101 | Obtain oil sample from transformer
WTR-PJSN04 | 125 | Annual Transformer Oil Sampling | Electrical System | WTR-PAH-ELS | 2000000 | WTR-PAH-TR-0201 | Obtain oil sample from transformer
WTR-PJSN04 | 125 | Annual Transformer Oil Sampling | Electrical System | WTR-PJO-ELS | 1000000 | WTR-PJO-TR-0101 | Obtain oil sample from transformer
WTR-PJSN04 | 125 | Annual Transformer Oil Sampling | Electrical System | WTR-PJO-ELS | 2000000 | WTR-PJO-TR-0201 | Obtain oil sample from transformer
WTR-PJSN04 | 125 | Annual Transformer Oil Sampling | Electrical System | WTR-PJS-ELS | 2000000 | WTR-PJS-TR-0201 | Obtain oil sample from transformer
WTR-PJSN04 | 125 | Annual Transformer Oil Sampling | Electrical System | WTR-PJS-ELS | 1000000 | WTR-PJS-TR-0101 | Obtain oil sample from transformer
WTR-PJSN04 | 125 | Annual Transformer Oil Sampling | Electrical System | WTR-PKN-ELS | 1000000 | WTR-PKN-TR-0101 | Obtain oil sample from transformer
WTR-PJSN04 | 125 | Annual Transformer Oil Sampling | Electrical System | WTR-PKN-ELS | 2000000 | WTR-PKN-TR-0201 | Obtain oil sample from transformer
WTR-PJSN04 | 125 | Annual Transformer Oil Sampling | Electrical System | WTR-PPD-ELS | 1000000 | WTR-PPD-TR-0101 | Obtain oil sample from transformer
WTR-PJSN04 | 125 | Annual Transformer Oil Sampling | Electrical System | WTR-PPD-ELS | 2000000 | WTR-PPD-TR-0201 | Obtain oil sample from transformer
WTR-PJSN04 | 125 | Annual Transformer Oil Sampling | Electrical System | WTR-PSA-ELS | 2000000 | WTR-PSA-TR-0201 | Obtain oil sample from transformer
WTR-PJSN04 | 125 | Annual Transformer Oil Sampling | Electrical System | WTR-PSA-ELS | 1000000 | WTR-PSA-TR-0101 | Obtain oil sample from transformer
WTR-PJSN04 | 125 | Annual Transformer Oil Sampling | Electrical System | WTR-PWT-ELS | 1000000 | WTR-PWT-TR-0101 | Obtain oil sample from transformer
WTR-PJSN04 | 125 | Annual Transformer Oil Sampling | Electrical System | WTR-PWT-ELS | 2000000 | WTR-PWT-TR-0201 | Obtain oil sample from transformer
WTR-PJSN05 | 62 | Heater and HVAC spring electrical checks | St. Albans Pumping Station | WTR-PSA | 5000000 | WTR-PSA-HTR-0903 | Summer shutdown of unit heater
WTR-PJSN05 | 62 | Heater and HVAC spring electrical checks | St. Albans Pumping Station | WTR-PSA | 1000000 | WTR-PSA-HTR-0001 | Summer shutdown of unit heater
WTR-PJSN05 | 62 | Heater and HVAC spring electrical checks | St. Albans Pumping Station | WTR-PSA | 2000000 | WTR-PSA-HTR-0002 | Summer shutdown of unit heater
WTR-PJSN05 | 62 | Heater and HVAC spring electrical checks | St. Albans Pumping Station | WTR-PSA | 3000000 | WTR-PSA-HTR-0901 | Summer shutdown of unit heater
WTR-PJSN05 | 62 | Heater and HVAC spring electrical checks | St. Albans Pumping Station | WTR-PSA | 4000000 | WTR-PSA-HTR-0902 | Summer shutdown of unit heater
WTR-PJSN05 | 62 | Heater and HVAC spring electrical checks | West Toronto Pumping Station | WTR-PWT | 10000000 | WTR-PWT-HTR-0010 | Summer shutdown of unit heater
WTR-PJSN05 | 62 | Heater and HVAC spring electrical checks | West Toronto Pumping Station | WTR-PWT | 11000000 | WTR-PWT-HTR-0011 | Summer shutdown of unit heater
WTR-PJSN05 | 62 | Heater and HVAC spring electrical checks | West Toronto Pumping Station | WTR-PWT | 12000000 | WTR-PWT-HTR-0106 | Summer shutdown of unit heater
WTR-PJSN05 | 62 | Heater and HVAC spring electrical checks | West Toronto Pumping Station | WTR-PWT | 13000000 | WTR-PWT-HTR-0206 | Summer shutdown of unit heater
WTR-PJSN05 | 62 | Heater and HVAC spring electrical checks | West Toronto Pumping Station | WTR-PWT | 1000000 | WTR-PWT-HTR-0001 | Summer shutdown of unit heater
WTR-PJSN05 | 62 | Heater and HVAC spring electrical checks | West Toronto Pumping Station | WTR-PWT | 2000000 | WTR-PWT-HTR-0002 | Summer shutdown of unit heater
WTR-PJSN05 | 62 | Heater and HVAC spring electrical checks | West Toronto Pumping Station | WTR-PWT | 3000000 | WTR-PWT-HTR-0003 | Summer shutdown of unit heater
WTR-PJSN05 | 62 | Heater and HVAC spring electrical checks | West Toronto Pumping Station | WTR-PWT | 4000000 | WTR-PWT-HTR-0004 | Summer shutdown of unit heater
WTR-PJSN05 | 62 | Heater and HVAC spring electrical checks | West Toronto Pumping Station | WTR-PWT | 5000000 | WTR-PWT-HTR-0005 | Summer shutdown of unit heater
WTR-PJSN05 | 62 | Heater and HVAC spring electrical checks | West Toronto Pumping Station | WTR-PWT | 6000000 | WTR-PWT-HTR-0006 | Summer shutdown of unit heater
WTR-PJSN05 | 62 | Heater and HVAC spring electrical checks | West Toronto Pumping Station | WTR-PWT | 7000000 | WTR-PWT-HTR-0007 | Summer shutdown of unit heater
WTR-PJSN05 | 62 | Heater and HVAC spring electrical checks | West Toronto Pumping Station | WTR-PWT | 8000000 | WTR-PWT-HTR-0008 | Summer shutdown of unit heater
WTR-PJSN05 | 62 | Heater and HVAC spring electrical checks | West Toronto Pumping Station | WTR-PWT | 9000000 | WTR-PWT-HTR-0009 | Summer shutdown of unit heater
WTR-PJSN05 | 71 | Heater and HVAC fall electrical checks | Wm. H. Johnston Pumping Station | WTR-PJO | 2000000 | WTR-PJO-HTR-0201 | Functional test of the heater
WTR-PJSN05 | 71 | Heater and HVAC fall electrical checks | Wm. H. Johnston Pumping Station | WTR-PJO | 1000000 | WTR-PJO-HTR-0101 | Functional test of the heater
WTR-PJSN05 | 71 | Heater and HVAC fall electrical checks | Wm. H. Johnston Pumping Station | WTR-PJO | 3000000 | WTR-PJO-HTR-0003 | Functional test of the heater
WTR-PJSN05 | 71 | Heater and HVAC fall electrical checks | Wm. H. Johnston Pumping Station | WTR-PJO | 4000000 | WTR-PJO-HTR-0004 | Functional test of the heater
WTR-PJSN05 | 151 | Spring HVAC cooling coil PM | John Street Pumping Station | WTR-PJS | 1000000 | WTR-PJS-AHU-0001 | Flush and test the HVAC cooling coil
WTR-PJSN05 | 151 | Spring HVAC cooling coil PM | John Street Pumping Station | WTR-PJS | 2000000 | WTR-PJS-AHU-0002 | Flush and test the HVAC cooling coil
WTR-PLWLEG | 6 | Monthly-Emergency Eye Wash Station-Legislative-Millwright | Dufferin Reservoir | WTR-RDF | 1000000 | WTR-RDF-SQ-0001 | Test the emergency eye wash station
WTR-PLWLEG | 6 | Monthly-Emergency Eye Wash Station-Legislative-Millwright | Dufferin Reservoir | WTR-RDF | 2000000 | WTR-RDF-SQ-0002 | Test the emergency eye wash station
WTR-PLWLEG | 8 | (Legislative) Annual verification of the backflow preventer | Lawrence Pumping Station | WTR-PLW | 1000000 | WTR-PLW-BFP-0001 | Verification of the backflow preventer
WTR-PLWLEG | 8 | (Legislative) Annual verification of the backflow preventer | Lawrence Pumping Station | WTR-PLW | 2000000 | WTR-PLW-BFP-0002 | Verification of the backflow preventer
WTR-PLWLEG | 8 | (Legislative) Annual verification of the backflow preventer | Milliken Pumping Station | WTR-PMI | 2000000 | WTR-PMI-BFP-0003 | Verification of the backflow preventer
WTR-PLWLEG | 8 | (Legislative) Annual verification of the backflow preventer | Milliken Pumping Station | WTR-PMI | 1000000 | WTR-PMI-BFP-0702 | Verification of the backflow preventer
WTR-PLWLEG | 9 | (Legislative) Annual verification of the backflow preventer | Ellesmere Pumping Station | WTR-PEL | 1000000 | WTR-PEL-BFP-0001 | Verification of the backflow preventer
WTR-PLWLEG | 9 | (Legislative) Annual verification of the backflow preventer | Ellesmere Pumping Station | WTR-PEL | 12000000 | WTR-PEL-BFP-0004 | Verification of the backflow preventer
WTR-PLWLEG | 9 | (Legislative) Annual verification of the backflow preventer | Ellesmere Pumping Station | WTR-PEL | 13000000 | WTR-PEL-BFP-0005 | Verification of the backflow preventer
WTR-PLWLEG | 10 | (Legislative) Annual verification of the backflow preventer | Eglinton Pumping Station | WTR-PEG | 1000000 | WTR-PEG-BFP-0001 | Verification of the backflow preventer
WTR-PLWLEG | 10 | (Legislative) Annual verification of the backflow preventer | Eglinton Pumping Station | WTR-PEG | 2000000 | WTR-PEG-BFP-0002 | Verification of the backflow preventer
WTR-PLWLEG | 11 | (Legislative) Annual verification of the backflow preventer | Scarborough Pumping Station | WTR-PSC | 3000000 | WTR-PSC-BFP-0003 | Verification of the backflow preventer
WTR-PLWLEG | 11 | (Legislative) Annual verification of the backflow preventer | Scarborough Pumping Station | WTR-PSC | 1000000 | WTR-PSC-BFP-0001 | Verification of the backflow preventer
WTR-PLWLEG | 11 | (Legislative) Annual verification of the backflow preventer | Scarborough Pumping Station | WTR-PSC | 2000000 | WTR-PSC-BFP-0002 | Verification of the backflow preventer
WTR-PLWLEG | 12 | (Legislative) Annual verification of the backflow preventer | Rosehill Pumping Station | WTR-PRH | 1000000 | WTR-PRH-BFP-0001 | Verification of the backflow preventer
WTR-PLWLEG | 12 | (Legislative) Annual verification of the backflow preventer | Rosehill Pumping Station | WTR-PRH | 2000000 | WTR-PRH-BFP-0002 | Verification of the backflow preventer
WTR-PLWLEG | 12 | (Legislative) Annual verification of the backflow preventer | Thornhill Pumping Station | WTR-PTH | 1000000 | WTR-PTH-BFP-0002 | Verification of the backflow preventer
WTR-PLWLEG | 12 | (Legislative) Annual verification of the backflow preventer | Thornhill Pumping Station | WTR-PTH | 2000000 | WTR-PTH-BFP-0003 | Verification of the backflow preventer
WTR-PLWLEG | 12 | (Legislative) Annual verification of the backflow preventer | Bayview Reservoir | WTR-RBV | 2000000 | WTR-RBV-BFP-0002 | Verification of the Backflow Preventor
WTR-PLWLEG | 12 | (Legislative) Annual verification of the backflow preventer | Bayview Reservoir | WTR-RBV | 1000000 | WTR-RBV-BFP-0001 | Verification of the Backflow Preventor
WTR-PLWLEG | 12 | (Legislative) Annual verification of the backflow preventer | Rosehill Reservoir | WTR-RRH | 1000000 | WTR-RRH-BFP-0001 | Verification of the backflow preventer
WTR-PLWLEG | 12 | (Legislative) Annual verification of the backflow preventer | Rosehill Reservoir | WTR-RRH | 2000000 | WTR-RRH-BFP-0002 | Verification of the backflow preventer
WTR-PLWLEG | 13 | (Legislative) Annual verification of the backflow preventer | High Level Pumping Station | WTR-PHL | 1000000 | WTR-PHL-BFP-0001 | Verification of the backflow preventer
WTR-PLWLEG | 13 | (Legislative) Annual verification of the backflow preventer | High Level Pumping Station | WTR-PHL | 2000000 | WTR-PHL-BFP-0002 | Verification of the backflow preventer
WTR-PLWLEG | 13 | (Legislative) Annual verification of the backflow preventer | High Level Pumping Station | WTR-PHL | 3000000 | WTR-PHL-BFP-0003 | Verification of the backflow preventer
WTR-PLWLEG | 13 | (Legislative) Annual verification of the backflow preventer | Dufferin Reservoir | WTR-RDF | 1000000 | WTR-RDF-BFP-0001 | Verification of the backflow preventer
WTR-PLWLEG | 13 | (Legislative) Annual verification of the backflow preventer | Dufferin Reservoir | WTR-RDF | 2000000 | WTR-RDF-BFP-0002 | Verification of the backflow preventer
WTR-PLWLEG | 13 | (Legislative) Annual verification of the backflow preventer | St.Clair Reservoir | WTR-RST | 2000000 | WTR-RST-BFP-0002 | Verification of the backflow preventer
WTR-PLWLEG | 13 | (Legislative) Annual verification of the backflow preventer | St.Clair Reservoir | WTR-RST | 1000000 | WTR-RST-BFP-0001 | Verification of the backflow preventer
WTR-PLWLEG | 14 | (Legislative) Annual verification of the backflow preventer | Keele Pumping Station | WTR-PKL | 1000000 | WTR-PKL-BFP-0001A | Verification of the backflow preventer
WTR-PLWLEG | 14 | (Legislative) Annual verification of the backflow preventer | Keele Pumping Station | WTR-PKL | 2000000 | WTR-PKL-BFP-0001B | Verification of the backflow preventer
WTR-PLWLEG | 14 | (Legislative) Annual verification of the backflow preventer | Richview Pumping Station | WTR-PRV | 3000000 | WTR-PRV-BFP-1301 | Verification of the backflow preventer
WTR-PLWLEG | 14 | (Legislative) Annual verification of the backflow preventer | Richview Pumping Station | WTR-PRV | 1000000 | WTR-PRV-BFP-0001 | Verification of the backflow preventer
WTR-PLWLEG | 14 | (Legislative) Annual verification of the backflow preventer | Richview Pumping Station | WTR-PRV | 2000000 | WTR-PRV-BFP-0002 | Verification of the backflow preventer
WTR-PLWLEG | 14 | (Legislative) Annual verification of the backflow preventer | Richview Pumping Station | WTR-PRV | 4000000 | WTR-PRV-BFP-1302 | Verification of the backflow preventer
WTR-PLWN02 | 20 | Yearly Reservoir Valve Lubrication and Exercise Routine | Rosehill Pumping Station | WTR-PRH | 2000000 | WTR-RRH-V-0001 | Inspect lubricate and exercise isolation valve
WTR-PLWN02 | 20 | Yearly Reservoir Valve Lubrication and Exercise Routine | Rosehill Pumping Station | WTR-PRH | 1000000 | WTR-PRH-V-0008 | Inspect lubricate and exercise isolation valve
WTR-PLWN02 | 20 | Yearly Reservoir Valve Lubrication and Exercise Routine | Rosehill Pumping Station | WTR-PRH | 6000000 | WTR-RRH-V-0012 | Inspect lubricate and exercise isolation valve
WTR-PLWN02 | 20 | Yearly Reservoir Valve Lubrication and Exercise Routine | Rosehill Pumping Station | WTR-PRH | 3000000 | WTR-RRH-V-0002 | Inspect lubricate and exercise isolation valve
WTR-PLWN02 | 20 | Yearly Reservoir Valve Lubrication and Exercise Routine | Rosehill Pumping Station | WTR-PRH | 7000000 | WTR-RRH-V-0013 | Inspect lubricate and exercise isolation valve
WTR-PLWN02 | 20 | Yearly Reservoir Valve Lubrication and Exercise Routine | Rosehill Pumping Station | WTR-PRH | 4000000 | WTR-RRH-V-0003 | Inspect lubricate and exercise isolation valve
WTR-PLWN02 | 20 | Yearly Reservoir Valve Lubrication and Exercise Routine | Rosehill Pumping Station | WTR-PRH | 10000000 | WTR-RRH-V-0016 | Inspect lubricate and exercise isolation valve
WTR-PLWN02 | 20 | Yearly Reservoir Valve Lubrication and Exercise Routine | Rosehill Pumping Station | WTR-PRH | 5000000 | WTR-RRH-V-0011 | Inspect lubricate and exercise isolation valve
WTR-PLWN02 | 20 | Yearly Reservoir Valve Lubrication and Exercise Routine | Rosehill Pumping Station | WTR-PRH | 11000000 | WTR-RRH-V-0018 | Inspect lubricate and exercise isolation valve
WTR-PLWN02 | 20 | Yearly Reservoir Valve Lubrication and Exercise Routine | Rosehill Pumping Station | WTR-PRH | 8000000 | WTR-RRH-V-0014 | Inspect lubricate and exercise isolation valve
WTR-PLWN02 | 20 | Yearly Reservoir Valve Lubrication and Exercise Routine | Rosehill Pumping Station | WTR-PRH | 13000000 | WTR-RRH-V-0022 | Inspect lubricate and exercise isolation valve
WTR-PLWN02 | 20 | Yearly Reservoir Valve Lubrication and Exercise Routine | Rosehill Pumping Station | WTR-PRH | 9000000 | WTR-RRH-V-0015 | Inspect lubricate and exercise isolation valve
WTR-PLWN02 | 20 | Yearly Reservoir Valve Lubrication and Exercise Routine | Rosehill Pumping Station | WTR-PRH | 14000000 | WTR-RRH-V-0023 | Inspect lubricate and exercise isolation valve
WTR-PLWN02 | 20 | Yearly Reservoir Valve Lubrication and Exercise Routine | Rosehill Pumping Station | WTR-PRH | 12000000 | WTR-RRH-V-0020 | Inspect lubricate and exercise isolation valve
WTR-PLWN02 | 20 | Yearly Reservoir Valve Lubrication and Exercise Routine | Rosehill Pumping Station | WTR-PRH | 15000000 | WTR-RRH-V-0024 | Inspect lubricate and exercise isolation valve
WTR-PLWN02 | 20 | Yearly Reservoir Valve Lubrication and Exercise Routine | Rosehill Pumping Station | WTR-PRH | 16000000 | WTR-RRH-V-0025 | Inspect lubricate and exercise isolation valve
WTR-PLWN02 | 70 | Annual Venturi flow meter service routine | Lawrence Pumping Station | WTR-PLW | 1000000 | WTR-PLW-FIT-0101 | Service the venturi flow meter impulse line
WTR-PLWN02 | 70 | Annual Venturi flow meter service routine | Lawrence Pumping Station | WTR-PLW | 3000000 | WTR-PLW-FIT-0301 | Service the venturi flow meter impulse line
WTR-PLWN02 | 70 | Annual Venturi flow meter service routine | Lawrence Pumping Station | WTR-PLW | 2000000 | WTR-PLW-FIT-0201 | Service the venturi flow meter impulse line
WTR-PLWN02 | 70 | Annual Venturi flow meter service routine | Lawrence Pumping Station | WTR-PLW | 5000000 | WTR-PLW-FIT-0501 | Service the venturi flow meter impulse line
WTR-PLWN02 | 70 | Annual Venturi flow meter service routine | Lawrence Pumping Station | WTR-PLW | 4000000 | WTR-PLW-FIT-0401 | Service the venturi flow meter impulse line
WTR-PLWN02 | 71 | Annual Venturi flow meter service routine | Ellesmere Pumping Station | WTR-PEL | 1000000 | WTR-PEL-FIT-0001 | Service the venturi flow meter impulse line
WTR-PLWN02 | 71 | Annual Venturi flow meter service routine | Ellesmere Pumping Station | WTR-PEL | 2000000 | WTR-PEL-FIT-0003 | Service the venturi flow meter impulse line
WTR-PLWN02 | 71 | Annual Venturi flow meter service routine | Richview Pumping Station | WTR-PRV | 1000000 | WTR-PRV-FIT-0001 | Service the venturi flow meter impulse line
WTR-PLWN02 | 71 | Annual Venturi flow meter service routine | Richview Pumping Station | WTR-PRV | 2000000 | WTR-PRV-FIT-0002 | Service the venturi flow meter impulse line
WTR-PLWN02 | 72 | Annual Venturi flow meter service routine | Eglinton Pumping Station | WTR-PEG | 1000000 | WTR-PEG-FIT-0101 | Service the venturi flow meter impulse line
WTR-PLWN02 | 72 | Annual Venturi flow meter service routine | Eglinton Pumping Station | WTR-PEG | 2000000 | WTR-PEG-FIT-0201 | Service the venturi flow meter impulse line
WTR-PLWN02 | 72 | Annual Venturi flow meter service routine | Eglinton Pumping Station | WTR-PEG | 4000000 | WTR-PEG-FIT-0401 | Service the venturi flow meter impulse line
WTR-PLWN02 | 72 | Annual Venturi flow meter service routine | Eglinton Pumping Station | WTR-PEG | 3000000 | WTR-PEG-FIT-0301 | Service the venturi flow meter impulse line
WTR-PLWN02 | 72 | Annual Venturi flow meter service routine | Eglinton Pumping Station | WTR-PEG | 5000000 | WTR-PEG-FIT-0501 | Service the venturi flow meter impulse line
WTR-PLWN02 | 72 | Annual Venturi flow meter service routine | Eglinton Pumping Station | WTR-PEG | 6000000 | WTR-PEG-FIT-0601 | Service the venturi flow meter impulse line
WTR-PLWN02 | 72 | Annual Venturi flow meter service routine | High Level Pumping Station | WTR-PHL | 1000000 | WTR-PHL-FIT-0003 | Flush the venturi flow meter impulse line
WTR-PLWN02 | 72 | Annual Venturi flow meter service routine | High Level Pumping Station | WTR-PHL | 2000000 | WTR-PHL-FIT-0301 | Flush the venturi flow meter impulse line
WTR-PLWN02 | 72 | Annual Venturi flow meter service routine | High Level Pumping Station | WTR-PHL | 3000000 | WTR-PHL-FIT-0401 | Flush the venturi flow meter impulse line
WTR-PLWN02 | 72 | Annual Venturi flow meter service routine | High Level Pumping Station | WTR-PHL | 4000000 | WTR-PHL-FIT-0901 | Flush the venturi flow meter impulse line
WTR-PLWN02 | 72 | Annual Venturi flow meter service routine | High Level Pumping Station | WTR-PHL | 5000000 | WTR-PHL-FIT-1001 | Flush the venturi flow meter impulse line
WTR-PLWN02 | 72 | Annual Venturi flow meter service routine | High Level Pumping Station | WTR-PHL | 6000000 | WTR-PHL-FIT-1101 | Flush the venturi flow meter impulse line
WTR-PLWN02 | 72 | Annual Venturi flow meter service routine | High Level Pumping Station | WTR-PHL | 7000000 | WTR-PHL-FIT-1201 | Flush the venturi flow meter impulse line
WTR-PLWN02 | 72 | Annual Venturi flow meter service routine | Keele Pumping Station | WTR-PKL | 1000000 | WTR-PKL-FIT-0001 | Service the venturi flow meter impulse line
WTR-PLWN02 | 72 | Annual Venturi flow meter service routine | Keele Pumping Station | WTR-PKL | 2000000 | WTR-PKL-FIT-0002 | Service the venturi flow meter impulse line
WTR-PLWN02 | 72 | Annual Venturi flow meter service routine | Scarborough Pumping Station | WTR-PSC | 1000000 | WTR-PSC-FIT-0001 | Service the venturi flow meter impulse line
WTR-PLWN02 | 72 | Annual Venturi flow meter service routine | Scarborough Pumping Station | WTR-PSC | 2000000 | WTR-PSC-FIT-1701 | Service the venturi flow meter impulse line
WTR-PLWN02 | 72 | Annual Venturi flow meter service routine | Scarborough Pumping Station | WTR-PSC | 3000000 | WTR-PSC-FIT-1801 | Service the venturi flow meter impulse line
WTR-PLWN02 | 72 | Annual Venturi flow meter service routine | Scarborough Pumping Station | WTR-PSC | 4000000 | WTR-PSC-FIT-1901 | Service the venturi flow meter impulse line
WTR-PLWN02 | 72 | Annual Venturi flow meter service routine | Scarborough Pumping Station | WTR-PSC | 5000000 | WTR-PSC-FIT-2001 | Service the venturi flow meter impulse line
WTR-PLWN02 | 90 | Yearly Valve Lubrication and Exercise Routine | Rosehill Pumping Station | WTR-PRH | 1000000 | WTR-PRH-V-0001 | Inspect condition of chamber neck ladder platform and structure
WTR-PLWN02 | 90 | Yearly Valve Lubrication and Exercise Routine | Rosehill Pumping Station | WTR-PRH | 2000000 | WTR-PRH-V-0002 | Inspect condition of chamber neck ladder platform and structure
WTR-PLWN02 | 146 | Quarterly Maintenance of the reservoir cell chlorine analyzer | Dufferin Reservoir | WTR-RDF | 1000000 | WTR-RDF-AIT-0002 | Replace membrane cap electrolyte and ORing all parts from EH Maintenance Kit
WTR-PLWN02 | 146 | Quarterly Maintenance of the reservoir cell chlorine analyzer | Dufferin Reservoir | WTR-RDF | 2000000 | WTR-RDF-AIT-0004 | Replace membrane cap electrolyte and ORing all parts from EH Maintenance Kit
WTR-PLWN02 | 146 | Quarterly Maintenance of the reservoir cell chlorine analyzer | Milliken Reservoir | WTR-RMI | 2000000 | WTR-RMI-AIT-0002 | Replace membrane cap electrolyte and ORing all parts from EH Maintenance Kit
WTR-PLWN02 | 146 | Quarterly Maintenance of the reservoir cell chlorine analyzer | Milliken Reservoir | WTR-RMI | 1000000 | WTR-RMI-AIT-0005 | Replace membrane cap electrolyte and ORing all parts from EH Maintenance Kit
WTR-PLWN03 | 70 | Annual Transmitter Calibrations/Verification | Ellesmere Pumping Station | WTR-PEL | 1000000 | WTR-PEL-FIT-0001 | Calibration of the venturi flow meter transmitter
WTR-PLWN03 | 70 | Annual Transmitter Calibrations/Verification | Ellesmere Pumping Station | WTR-PEL | 2000000 | WTR-PEL-FIT-0002 | Calibration of the venturi flow meter transmitter
WTR-PLWN03 | 70 | Annual Transmitter Calibrations/Verification | Richview Pumping Station | WTR-PRV | 2000000 | WTR-PRV-FIT-0002 | Verify the venturi flow meter transmitter
WTR-PLWN03 | 70 | Annual Transmitter Calibrations/Verification | Richview Pumping Station | WTR-PRV | 1000000 | WTR-PRV-FIT-0001 | Verify the venturi flow meter transmitter
WTR-PLWN04 | 10 | 125 VDC battery integrity verification and switchgear lamp tests | Lawrence Pumping Station | WTR-PLW | 1000000 | WTR-PLW-P-0100 | Test the 23 kV breaker lamps
WTR-PLWN04 | 10 | 125 VDC battery integrity verification and switchgear lamp tests | Lawrence Pumping Station | WTR-PLW | 2000000 | WTR-PLW-P-0200 | Test the 23 kV breaker lamps
WTR-PLWN04 | 10 | 125 VDC battery integrity verification and switchgear lamp tests | Lawrence Pumping Station | WTR-PLW | 4000000 | WTR-PLW-P-0400 | Test the 23 kV breaker lamps
WTR-PLWN04 | 10 | 125 VDC battery integrity verification and switchgear lamp tests | Lawrence Pumping Station | WTR-PLW | 3000000 | WTR-PLW-P-0300 | Test the 23 kV breaker lamps
WTR-PLWN04 | 10 | 125 VDC battery integrity verification and switchgear lamp tests | Lawrence Pumping Station | WTR-PLW | 7000000 | WTR-PLW-LB-0201 | Test the 23 kV breaker lamps
WTR-PLWN04 | 10 | 125 VDC battery integrity verification and switchgear lamp tests | Lawrence Pumping Station | WTR-PLW | 5000000 | WTR-PLW-P-0500 | Test the 23 kV breaker lamps
WTR-PLWN04 | 10 | 125 VDC battery integrity verification and switchgear lamp tests | Lawrence Pumping Station | WTR-PLW | 9000000 | WTR-PLW-LB-0202 | Test the 23 kV breaker lamps
WTR-PLWN04 | 10 | 125 VDC battery integrity verification and switchgear lamp tests | Lawrence Pumping Station | WTR-PLW | 6000000 | WTR-PLW-LB-0101 | Test the 23 kV breaker lamps
WTR-PLWN04 | 10 | 125 VDC battery integrity verification and switchgear lamp tests | Lawrence Pumping Station | WTR-PLW | 11000000 | WTR-PLW-TR-0301 | Test the 23 kV breaker lamps
WTR-PLWN04 | 10 | 125 VDC battery integrity verification and switchgear lamp tests | Lawrence Pumping Station | WTR-PLW | 8000000 | WTR-PLW-LB-0102 | Test the 23 kV breaker lamps
WTR-PLWN04 | 10 | 125 VDC battery integrity verification and switchgear lamp tests | Lawrence Pumping Station | WTR-PLW | 10000000 | WTR-PLW-LB-0001 | Test the 23 kV breaker lamps
WTR-PLWN04 | 10 | 125 VDC battery integrity verification and switchgear lamp tests | Lawrence Pumping Station | WTR-PLW | 12000000 | WTR-PLW-TR-0401 | Test the 23 kV breaker lamps
WTR-PLWN04 | 12 | 125 VDC battery integrity verification and switchgear lamp tests | Keele Pumping Station | WTR-PKL | 1000000 | WTR-PKL-P-0100 | Test the 416 kV breaker lamps
WTR-PLWN04 | 12 | 125 VDC battery integrity verification and switchgear lamp tests | Keele Pumping Station | WTR-PKL | 2000000 | WTR-PKL-P-0200 | Test the 416 kV breaker lamps
WTR-PLWN04 | 12 | 125 VDC battery integrity verification and switchgear lamp tests | Keele Pumping Station | WTR-PKL | 3000000 | WTR-PKL-P-0300S | Test the 416 kV breaker lamps
WTR-PLWN04 | 12 | 125 VDC battery integrity verification and switchgear lamp tests | Keele Pumping Station | WTR-PKL | 4000000 | WTR-PKL-P-0400 | Test the 416 kV breaker lamps
WTR-PLWN04 | 12 | 125 VDC battery integrity verification and switchgear lamp tests | Keele Pumping Station | WTR-PKL | 5000000 | WTR-PKL-P-0500 | Test the 416 kV breaker lamps
WTR-PLWN04 | 12 | 125 VDC battery integrity verification and switchgear lamp tests | Keele Pumping Station | WTR-PKL | 6000000 | WTR-PKL-P-0600 | Test the 416 kV breaker lamps
WTR-PLWN04 | 12 | 125 VDC battery integrity verification and switchgear lamp tests | Keele Pumping Station | WTR-PKL | 7000000 | WTR-PKL-P-0700 | Test the 416 kV breaker lamps
WTR-PLWN04 | 12 | 125 VDC battery integrity verification and switchgear lamp tests | Keele Pumping Station | WTR-PKL | 8000000 | WTR-PKL-LB-0101 | Test the 416 kV breaker lamps
WTR-PLWN04 | 12 | 125 VDC battery integrity verification and switchgear lamp tests | Keele Pumping Station | WTR-PKL | 9000000 | WTR-PKL-LB-0201 | Test the 416 kV breaker lamps
WTR-PLWN04 | 12 | 125 VDC battery integrity verification and switchgear lamp tests | Keele Pumping Station | WTR-PKL | 10000000 | WTR-PKL-LB-0102 | Test the 416 kV breaker lamps
WTR-PLWN04 | 12 | 125 VDC battery integrity verification and switchgear lamp tests | Keele Pumping Station | WTR-PKL | 11000000 | WTR-PKL-LB-0202 | Test the 416 kV breaker lamps
WTR-PLWN04 | 12 | 125 VDC battery integrity verification and switchgear lamp tests | Keele Pumping Station | WTR-PKL | 12000000 | WTR-PKL-LB-0001 | Test the 416 kV breaker lamps
WTR-PLWN04 | 182 | Annual Transformer Oil Sampling | Electrical System | WTR-PEG-ELS | 1000000 | WTR-PEG-TR-0101 | Obtain oil sample from transformer
WTR-PLWN04 | 182 | Annual Transformer Oil Sampling | Electrical System | WTR-PEG-ELS | 2000000 | WTR-PEG-TR-0201 | Obtain oil sample from transformer
WTR-PLWN04 | 182 | Annual Transformer Oil Sampling | Electrical System | WTR-PEL-ELS | 2000000 | WTR-PEL-TR-0201 | Obtain oil sample from transformer
WTR-PLWN04 | 182 | Annual Transformer Oil Sampling | Electrical System | WTR-PEL-ELS | 1000000 | WTR-PEL-TR-0101 | Obtain oil sample from transformer
WTR-PLWN04 | 182 | Annual Transformer Oil Sampling | Electrical System | WTR-PHL-ELS | 1000000 | WTR-PHL-TR-0101 | Obtain oil sample from transformer
WTR-PLWN04 | 182 | Annual Transformer Oil Sampling | Electrical System | WTR-PHL-ELS | 2000000 | WTR-PHL-TR-0201 | Obtain oil sample from transformer
WTR-PLWN04 | 182 | Annual Transformer Oil Sampling | Electrical System | WTR-PKL-ELS | 1000000 | WTR-PKL-TR-0101 | Obtain oil sample from transformer
WTR-PLWN04 | 182 | Annual Transformer Oil Sampling | Electrical System | WTR-PKL-ELS | 2000000 | WTR-PKL-TR-0201 | Obtain oil sample from transformer
WTR-PLWN04 | 182 | Annual Transformer Oil Sampling | Electrical System | WTR-PLW-ELS | 1000000 | WTR-PLW-TR-0101 | Obtain oil sample from transformer
WTR-PLWN04 | 182 | Annual Transformer Oil Sampling | Electrical System | WTR-PLW-ELS | 2000000 | WTR-PLW-TR-0201 | Obtain oil sample from transformer
WTR-PLWN04 | 182 | Annual Transformer Oil Sampling | Electrical System | WTR-PMI-ELS | 1000000 | WTR-PMI-TR-0101 | Obtain oil sample from transformer
WTR-PLWN04 | 182 | Annual Transformer Oil Sampling | Electrical System | WTR-PMI-ELS | 3000000 | WTR-PMI-TR-0501 | Obtain oil sample from transformer
WTR-PLWN04 | 182 | Annual Transformer Oil Sampling | Electrical System | WTR-PMI-ELS | 2000000 | WTR-PMI-TR-0201 | Obtain oil sample from transformer
WTR-PLWN04 | 182 | Annual Transformer Oil Sampling | Electrical System | WTR-PMI-ELS | 4000000 | WTR-PMI-TR-0601 | Obtain oil sample from transformer
WTR-PLWN04 | 182 | Annual Transformer Oil Sampling | Electrical System | WTR-PRH-ELS | 1000000 | WTR-PRH-TR-0101 | Obtain oil sample from transformer
WTR-PLWN04 | 182 | Annual Transformer Oil Sampling | Electrical System | WTR-PRH-ELS | 2000000 | WTR-PRH-TR-0201 | Obtain oil sample from transformer
WTR-PLWN04 | 182 | Annual Transformer Oil Sampling | Electrical System | WTR-PRV-ELS | 1000000 | WTR-PRV-TR-0101 | Obtain oil sample from transformer
WTR-PLWN04 | 182 | Annual Transformer Oil Sampling | Electrical System | WTR-PRV-ELS | 2000000 | WTR-PRV-TR-0201 | Obtain oil sample from transformer
WTR-PLWN04 | 182 | Annual Transformer Oil Sampling | Electrical System | WTR-PSC-ELS | 1000000 | WTR-PSC-TR-0101 | Obtain oil sample from transformer
WTR-PLWN04 | 182 | Annual Transformer Oil Sampling | Electrical System | WTR-PSC-ELS | 2000000 | WTR-PSC-TR-0201 | Obtain oil sample from transformer
WTR-PLWN04 | 182 | Annual Transformer Oil Sampling | Electrical System | WTR-PTH-ELS | 1000000 | WTR-PTH-TR-0101 | Obtain oil sample from transformer
WTR-PLWN04 | 182 | Annual Transformer Oil Sampling | Electrical System | WTR-PTH-ELS | 2000000 | WTR-PTH-TR-0201 | Obtain oil sample from transformer
WTR-PLWN04 | 185 | Annual-UPS Inspection-Contractor/EICT | Dufferin Reservoir | WTR-RDF | 1000000 | WTR-RDF-UPS-0003 | Test UPS as per the procedure
WTR-PLWN04 | 185 | Annual-UPS Inspection-Contractor/EICT | Dufferin Reservoir | WTR-RDF | 2000000 | WTR-RDF-UPS-0004 | Test UPS as per the procedure
WTR-PLWN05 | 50 | Heater and HVAC spring electrical checks | Rosehill Pumping Station | WTR-PRH | 1000000 | WTR-PRH-HTR-0001 | Summer shutdown of unit heater
WTR-PLWN05 | 50 | Heater and HVAC spring electrical checks | Rosehill Pumping Station | WTR-PRH | 2000000 | WTR-PRH-HTR-0002 | Summer shutdown of unit heater
WTR-PLWN05 | 50 | Heater and HVAC spring electrical checks | Rosehill Pumping Station | WTR-PRH | 3000000 | WTR-PRH-HTR-0003 | Summer shutdown of unit heater
WTR-PLWN05 | 50 | Heater and HVAC spring electrical checks | Rouge Tank | WTR-RRG | 1000000 | WTR-RRG-HTR-0001 | Shut down the valve house pipe gallery heater
WTR-PLWN05 | 50 | Heater and HVAC spring electrical checks | Rouge Tank | WTR-RRG | 2000000 | WTR-RRG-HTR-0002 | Shut down the valve house pipe gallery heater
WTR-PLWN05 | 50 | Heater and HVAC spring electrical checks | Rouge Tank | WTR-RRG | 5000000 | WTR-RRG-HTR-0005 | Shut down the valve house pipe gallery heater
WTR-PLWN05 | 50 | Heater and HVAC spring electrical checks | Rouge Tank | WTR-RRG | 3000000 | WTR-RRG-HTR-0003 | Shut down the valve house pipe gallery heater
WTR-PLWN05 | 50 | Heater and HVAC spring electrical checks | Rouge Tank | WTR-RRG | 6000000 | WTR-RRG-HTR-0006 | Shut down the valve house pipe gallery heater
WTR-PLWN05 | 50 | Heater and HVAC spring electrical checks | Rouge Tank | WTR-RRG | 4000000 | WTR-RRG-HTR-0004 | Shut down the valve house pipe gallery heater
WTR-PLWN05 | 50 | Heater and HVAC spring electrical checks | Rouge Tank | WTR-RRG | 8000000 | WTR-RRG-HTR-0008 | Shut down the valve house pipe gallery heater
WTR-PLWN05 | 50 | Heater and HVAC spring electrical checks | Rouge Tank | WTR-RRG | 7000000 | WTR-RRG-HTR-0007 | Shut down the valve house pipe gallery heater
WTR-PLWN05 | 50 | Heater and HVAC spring electrical checks | Rouge Tank | WTR-RRG | 9000000 | WTR-RRG-HTR-0009 | Shut down the valve house pipe gallery heater
WTR-PLWN05 | 50 | Heater and HVAC spring electrical checks | St.Clair Reservoir | WTR-RST | 1000000 | WTR-RST-HTR-0001 | Summer shutdown of unit heater
WTR-PLWN05 | 50 | Heater and HVAC spring electrical checks | St.Clair Reservoir | WTR-RST | 3000000 | WTR-RST-HTR-0003 | Summer shutdown of unit heater
WTR-PLWN05 | 50 | Heater and HVAC spring electrical checks | St.Clair Reservoir | WTR-RST | 2000000 | WTR-RST-HTR-0002 | Summer shutdown of unit heater
WTR-PLWN05 | 50 | Heater and HVAC spring electrical checks | St.Clair Reservoir | WTR-RST | 4000000 | WTR-RST-HTR-0004 | Summer shutdown of unit heater
WTR-PLWN05 | 60 | Heater and HVAC fall electrical checks | Rosehill Pumping Station | WTR-PRH | 3000000 | WTR-PRH-HTR-0003 | Functional test of the heater
WTR-PLWN05 | 60 | Heater and HVAC fall electrical checks | Rosehill Pumping Station | WTR-PRH | 1000000 | WTR-PRH-HTR-0001 | Functional test of the heater
WTR-PLWN05 | 60 | Heater and HVAC fall electrical checks | Rosehill Pumping Station | WTR-PRH | 2000000 | WTR-PRH-HTR-0002 | Functional test of the heater
WTR-PLWN05 | 60 | Heater and HVAC fall electrical checks | Rouge Tank | WTR-RRG | 3000000 | WTR-RRG-HTR-0003 | Verify the operation of the valve house pipe gallery heater condition
WTR-PLWN05 | 60 | Heater and HVAC fall electrical checks | Rouge Tank | WTR-RRG | 4000000 | WTR-RRG-HTR-0004 | Verify the operation of the valve house pipe gallery heater condition
WTR-PLWN05 | 60 | Heater and HVAC fall electrical checks | Rouge Tank | WTR-RRG | 7000000 | WTR-RRG-HTR-0007 | Verify the operation of the valve house pipe gallery heater condition
WTR-PLWN05 | 60 | Heater and HVAC fall electrical checks | Rouge Tank | WTR-RRG | 1000000 | WTR-RRG-HTR-0001 | Verify the operation of the valve house pipe gallery heater condition
WTR-PLWN05 | 60 | Heater and HVAC fall electrical checks | Rouge Tank | WTR-RRG | 8000000 | WTR-RRG-HTR-0008 | Verify the operation of the valve house pipe gallery heater condition
WTR-PLWN05 | 60 | Heater and HVAC fall electrical checks | Rouge Tank | WTR-RRG | 2000000 | WTR-RRG-HTR-0002 | Verify the operation of the valve house pipe gallery heater condition
WTR-PLWN05 | 60 | Heater and HVAC fall electrical checks | Rouge Tank | WTR-RRG | 5000000 | WTR-RRG-HTR-0005 | Verify the operation of the valve house pipe gallery heater condition
WTR-PLWN05 | 60 | Heater and HVAC fall electrical checks | Rouge Tank | WTR-RRG | 6000000 | WTR-RRG-HTR-0006 | Verify the operation of the valve house pipe gallery heater condition
WTR-PLWN05 | 60 | Heater and HVAC fall electrical checks | Rouge Tank | WTR-RRG | 9000000 | WTR-RRG-HTR-0009 | Verify the operation of the valve house pipe gallery heater condition
WTR-PLWN05 | 60 | Heater and HVAC fall electrical checks | St.Clair Reservoir | WTR-RST | 1000000 | WTR-RST-HTR-0001 | Functional test of the heater
WTR-PLWN05 | 60 | Heater and HVAC fall electrical checks | St.Clair Reservoir | WTR-RST | 4000000 | WTR-RST-HTR-0004 | Functional test of the heater
WTR-PLWN05 | 60 | Heater and HVAC fall electrical checks | St.Clair Reservoir | WTR-RST | 2000000 | WTR-RST-HTR-0002 | Functional test of the heater
WTR-PLWN05 | 60 | Heater and HVAC fall electrical checks | St.Clair Reservoir | WTR-RST | 3000000 | WTR-RST-HTR-0003 | Functional test of the heater
WTR-PLWN05 | 63 | Heater and HVAC fall electrical checks | Ellesmere Pumping Station | WTR-PEL | 1000000 | WTR-PEL-HTR-0001 | Functional test of the heater
WTR-PLWN05 | 63 | Heater and HVAC fall electrical checks | Ellesmere Pumping Station | WTR-PEL | 2000000 | WTR-PEL-HTR-0002 | Functional test of the heater
WTR-PLWN05 | 63 | Heater and HVAC fall electrical checks | Ellesmere Pumping Station | WTR-PEL | 3000000 | WTR-PEL-HTR-0003 | Functional test of the heater
WTR-PLWN05 | 63 | Heater and HVAC fall electrical checks | Ellesmere Pumping Station | WTR-PEL | 4000000 | WTR-PEL-HTR-0004 | Functional test of the heater
WTR-PLWN05 | 63 | Heater and HVAC fall electrical checks | Ellesmere Pumping Station | WTR-PEL | 5000000 | WTR-PEL-HTR-0005 | Functional test of the heater
WTR-PLWN05 | 63 | Heater and HVAC fall electrical checks | Ellesmere Pumping Station | WTR-PEL | 6000000 | WTR-PEL-HTR-0006 | Functional test of the heater
WTR-PLWN05 | 63 | Heater and HVAC fall electrical checks | Ellesmere Pumping Station | WTR-PEL | 7000000 | WTR-PEL-HTR-0007 | Functional test of the heater
WTR-PLWN05 | 63 | Heater and HVAC fall electrical checks | Ellesmere Pumping Station | WTR-PEL | 21000000 | WTR-PEL-HTR-0021 | Functional test of the heater
WTR-PLWN05 | 63 | Heater and HVAC fall electrical checks | Ellesmere Pumping Station | WTR-PEL | 8000000 | WTR-PEL-HTR-0008 | Functional test of the heater
WTR-PLWN05 | 63 | Heater and HVAC fall electrical checks | Ellesmere Pumping Station | WTR-PEL | 22000000 | WTR-PEL-HTR-0022 | Functional test of the heater
WTR-PLWN05 | 63 | Heater and HVAC fall electrical checks | Ellesmere Pumping Station | WTR-PEL | 9000000 | WTR-PEL-HTR-0009 | Functional test of the heater
WTR-PLWN05 | 63 | Heater and HVAC fall electrical checks | Ellesmere Pumping Station | WTR-PEL | 25000000 | WTR-PEL-HTR-0025 | Functional test of the heater
WTR-PLWN05 | 63 | Heater and HVAC fall electrical checks | Ellesmere Pumping Station | WTR-PEL | 10000000 | WTR-PEL-HTR-0010 | Functional test of the heater
WTR-PLWN05 | 63 | Heater and HVAC fall electrical checks | Ellesmere Pumping Station | WTR-PEL | 26000000 | WTR-PEL-HTR-0026 | Functional test of the heater
WTR-PLWN05 | 63 | Heater and HVAC fall electrical checks | Ellesmere Pumping Station | WTR-PEL | 11000000 | WTR-PEL-HTR-0011 | Functional test of the heater
WTR-PLWN05 | 63 | Heater and HVAC fall electrical checks | Ellesmere Pumping Station | WTR-PEL | 29000000 | WTR-PEL-HTR-0029 | Functional test of the heater
WTR-PLWN05 | 63 | Heater and HVAC fall electrical checks | Ellesmere Pumping Station | WTR-PEL | 12000000 | WTR-PEL-HTR-0012 | Functional test of the heater
WTR-PLWN05 | 63 | Heater and HVAC fall electrical checks | Ellesmere Pumping Station | WTR-PEL | 30000000 | WTR-PEL-HTR-0030 | Functional test of the heater
WTR-PLWN05 | 63 | Heater and HVAC fall electrical checks | Ellesmere Pumping Station | WTR-PEL | 13000000 | WTR-PEL-HTR-0013 | Functional test of the heater
WTR-PLWN05 | 63 | Heater and HVAC fall electrical checks | Ellesmere Pumping Station | WTR-PEL | 14000000 | WTR-PEL-HTR-0014 | Functional test of the heater
WTR-PLWN05 | 63 | Heater and HVAC fall electrical checks | Ellesmere Pumping Station | WTR-PEL | 15000000 | WTR-PEL-HTR-0015 | Functional test of the heater
WTR-PLWN05 | 63 | Heater and HVAC fall electrical checks | Ellesmere Pumping Station | WTR-PEL | 16000000 | WTR-PEL-HTR-0016 | Functional test of the heater
WTR-PLWN05 | 63 | Heater and HVAC fall electrical checks | Ellesmere Pumping Station | WTR-PEL | 17000000 | WTR-PEL-HTR-0017 | Functional test of the heater
WTR-PLWN05 | 63 | Heater and HVAC fall electrical checks | Ellesmere Pumping Station | WTR-PEL | 18000000 | WTR-PEL-HTR-0018 | Functional test of the heater
WTR-PLWN05 | 63 | Heater and HVAC fall electrical checks | Ellesmere Pumping Station | WTR-PEL | 19000000 | WTR-PEL-HTR-0019 | Functional test of the heater
WTR-PLWN05 | 63 | Heater and HVAC fall electrical checks | Ellesmere Pumping Station | WTR-PEL | 20000000 | WTR-PEL-HTR-0020 | Functional test of the heater
WTR-PLWN05 | 63 | Heater and HVAC fall electrical checks | Ellesmere Pumping Station | WTR-PEL | 23000000 | WTR-PEL-HTR-0023 | Functional test of the heater
WTR-PLWN05 | 63 | Heater and HVAC fall electrical checks | Ellesmere Pumping Station | WTR-PEL | 24000000 | WTR-PEL-HTR-0024 | Functional test of the heater
WTR-PLWN05 | 63 | Heater and HVAC fall electrical checks | Ellesmere Pumping Station | WTR-PEL | 27000000 | WTR-PEL-HTR-0027 | Functional test of the heater
WTR-PLWN05 | 63 | Heater and HVAC fall electrical checks | Ellesmere Pumping Station | WTR-PEL | 28000000 | WTR-PEL-HTR-0028 | Functional test of the heater
WTR-PLWN05 | 140 | Spring HVAC cooling coil PM | Lawrence Pumping Station | WTR-PLW | 2000000 | WTR-PLW-FN-0002 | Flush the HVAC cooling coil Open Supply
WTR-PLWN05 | 140 | Spring HVAC cooling coil PM | Lawrence Pumping Station | WTR-PLW | 1000000 | WTR-PLW-FN-0001 | Flush the HVAC cooling coil Open Supply
WTR-PLWN05 | 142 | Spring HVAC cooling coil PM | Richview Pumping Station | WTR-PRV | 2000000 | WTR-PRV-FN-1201 | Flush and test the HVAC cooling coil
WTR-PLWN05 | 142 | Spring HVAC cooling coil PM | Richview Pumping Station | WTR-PRV | 1000000 | WTR-PRV-FN-1101 | Flush and test the HVAC cooling coil
WTR-PLWN05 | 143 | Spring HVAC cooling coil PM | Milliken Pumping Station | WTR-PMI | 1000000 | WTR-PMI-FN-0001 | Flush and test the HVAC cooling coil
WTR-PLWN05 | 143 | Spring HVAC cooling coil PM | Milliken Pumping Station | WTR-PMI | 3000000 | WTR-PMI-AHU-0200 | Flush and test the HVAC cooling coil
WTR-PLWN05 | 143 | Spring HVAC cooling coil PM | Milliken Pumping Station | WTR-PMI | 2000000 | WTR-PMI-AHU-0100 | Flush and test the HVAC cooling coil
WTR-PLWN05 | 151 | Lubricate the pump cooling fan damper linkage | Pump, Centrifugal, Water | WTR-PEL-P-0300 | 1000000 | WTR-PEL-DM-0301 | Lubricate the pump cooling fan damper linkage
WTR-PLWN05 | 151 | Lubricate the pump cooling fan damper linkage | Pump, Centrifugal, Water | WTR-PEL-P-0300 | 2000000 | WTR-PEL-DM-0302 | Lubricate the pump cooling fan damper linkage
WTR-PLWN05 | 151 | Lubricate the pump cooling fan damper linkage | Pump, Centrifugal, Water | WTR-PEL-P-0300 | 3000000 | WTR-PEL-DM-0303 | Lubricate the pump cooling fan damper linkage
WTR-PLWN05 | 151 | Lubricate the pump cooling fan damper linkage | Pump, Centrifugal, Water | WTR-PEL-P-0300 | 4000000 | WTR-PEL-DM-0304 | Lubricate the pump cooling fan damper linkage
WTR-PLWN05 | 151 | Lubricate the pump cooling fan damper linkage | Pump, Centrifugal, Water | WTR-PEL-P-0400 | 1000000 | WTR-PEL-DM-0401 | Lubricate the pump cooling fan damper linkage
WTR-PLWN05 | 151 | Lubricate the pump cooling fan damper linkage | Pump, Centrifugal, Water | WTR-PEL-P-0400 | 2000000 | WTR-PEL-DM-0402 | Lubricate the pump cooling fan damper linkage
WTR-PLWN05 | 151 | Lubricate the pump cooling fan damper linkage | Pump, Centrifugal, Water | WTR-PEL-P-0400 | 3000000 | WTR-PEL-DM-0403 | Lubricate the pump cooling fan damper linkage
WTR-PLWN05 | 151 | Lubricate the pump cooling fan damper linkage | Pump, Centrifugal, Water | WTR-PEL-P-0400 | 4000000 | WTR-PEL-DM-0404 | Lubricate the pump cooling fan damper linkage
WTR-PLWN05 | 151 | Lubricate the pump cooling fan damper linkage | Pump, Centrifugal, Water | WTR-PEL-P-0500 | 1000000 | WTR-PEL-DM-0501 | Lubricate the pump cooling fan damper linkage
WTR-PLWN05 | 151 | Lubricate the pump cooling fan damper linkage | Pump, Centrifugal, Water | WTR-PEL-P-0500 | 2000000 | WTR-PEL-DM-0502 | Lubricate the pump cooling fan damper linkage
WTR-PLWN05 | 151 | Lubricate the pump cooling fan damper linkage | Pump, Centrifugal, Water | WTR-PEL-P-0500 | 3000000 | WTR-PEL-DM-0503 | Lubricate the pump cooling fan damper linkage
WTR-PLWN05 | 151 | Lubricate the pump cooling fan damper linkage | Pump, Centrifugal, Water | WTR-PEL-P-0500 | 4000000 | WTR-PEL-DM-0504 | Lubricate the pump cooling fan damper linkage
WTR-PLWN05 | 151 | Lubricate the pump cooling fan damper linkage | Pump, Centrifugal, Water | WTR-PEL-P-0600 | 1000000 | WTR-PEL-DM-0601 | Lubricate the pump cooling fan damper linkage
WTR-PLWN05 | 151 | Lubricate the pump cooling fan damper linkage | Pump, Centrifugal, Water | WTR-PEL-P-0600 | 2000000 | WTR-PEL-DM-0602 | Lubricate the pump cooling fan damper linkage
WTR-PLWN05 | 151 | Lubricate the pump cooling fan damper linkage | Pump, Centrifugal, Water | WTR-PEL-P-0600 | 3000000 | WTR-PEL-DM-0603 | Lubricate the pump cooling fan damper linkage
WTR-PLWN05 | 151 | Lubricate the pump cooling fan damper linkage | Pump, Centrifugal, Water | WTR-PEL-P-0600 | 4000000 | WTR-PEL-DM-0604 | Lubricate the pump cooling fan damper linkage
WTR-PLWN05 | 151 | Lubricate the pump cooling fan damper linkage | Pump, Centrifugal, Water | WTR-PEL-P-0700 | 2000000 | WTR-PEL-DM-0702 | Lubricate the pump cooling fan damper linkage
WTR-PLWN05 | 151 | Lubricate the pump cooling fan damper linkage | Pump, Centrifugal, Water | WTR-PEL-P-0700 | 1000000 | WTR-PEL-DM-0701 | Lubricate the pump cooling fan damper linkage
WTR-PLWN05 | 151 | Lubricate the pump cooling fan damper linkage | Pump, Centrifugal, Water | WTR-PEL-P-0700 | 3000000 | WTR-PEL-DM-0703 | Lubricate the pump cooling fan damper linkage
WTR-PLWN05 | 151 | Lubricate the pump cooling fan damper linkage | Pump, Centrifugal, Water | WTR-PEL-P-0700 | 4000000 | WTR-PEL-DM-0704 | Lubricate the pump cooling fan damper linkage
WTR-PLWN05 | 151 | Lubricate the pump cooling fan damper linkage | Keele Pumping Station | WTR-PKL | 1000000 | WTR-PKL-DM-0002 | Lubricate the pump cooling fan damper linkage
WTR-PLWN05 | 151 | Lubricate the pump cooling fan damper linkage | Keele Pumping Station | WTR-PKL | 2000000 | WTR-PKL-DM-0003 | Lubricate the pump cooling fan damper linkage
WTR-PLWN05 | 151 | Lubricate the pump cooling fan damper linkage | Keele Pumping Station | WTR-PKL | 3000000 | WTR-PKL-DM-0004 | Lubricate the pump cooling fan damper linkage
WTR-PLWN05 | 151 | Lubricate the pump cooling fan damper linkage | Keele Pumping Station | WTR-PKL | 5000000 | WTR-PKL-DM-0006 | Lubricate the pump cooling fan damper linkage
WTR-PLWN05 | 151 | Lubricate the pump cooling fan damper linkage | Keele Pumping Station | WTR-PKL | 4000000 | WTR-PKL-DM-0005 | Lubricate the pump cooling fan damper linkage
WTR-PLWN05 | 151 | Lubricate the pump cooling fan damper linkage | Richview Pumping Station | WTR-PRV | 1000000 | WTR-PRV-DM-0001 | Lubricate the pump cooling fan damper linkage
WTR-PLWN05 | 151 | Lubricate the pump cooling fan damper linkage | Richview Pumping Station | WTR-PRV | 3000000 | WTR-PRV-DM-0003 | Lubricate the pump cooling fan damper linkage
WTR-PLWN05 | 151 | Lubricate the pump cooling fan damper linkage | Richview Pumping Station | WTR-PRV | 2000000 | WTR-PRV-DM-0002 | Lubricate the pump cooling fan damper linkage
WTR-PLWN05 | 151 | Lubricate the pump cooling fan damper linkage | Richview Pumping Station | WTR-PRV | 5000000 | WTR-PRV-DM-0005 | Lubricate the pump cooling fan damper linkage
WTR-PLWN05 | 151 | Lubricate the pump cooling fan damper linkage | Richview Pumping Station | WTR-PRV | 4000000 | WTR-PRV-DM-0004 | Lubricate the pump cooling fan damper linkage
WTR-PLWN05 | 151 | Lubricate the pump cooling fan damper linkage | Richview Pumping Station | WTR-PRV | 6000000 | WTR-PRV-DM-0006 | Lubricate the pump cooling fan damper linkage
WTR-PLWN05 | 153 | Lubricate the pump cooling fan damper linkage | Milliken Pumping Station | WTR-PMI | 1000000 | WTR-PMI-DM-0001 | Lubricate the pump cooling fan damper linkage
WTR-PLWN05 | 153 | Lubricate the pump cooling fan damper linkage | Milliken Pumping Station | WTR-PMI | 6000000 | WTR-PMI-DM-0101B | Lubricate the pump cooling fan damper linkage
WTR-PLWN05 | 153 | Lubricate the pump cooling fan damper linkage | Milliken Pumping Station | WTR-PMI | 2000000 | WTR-PMI-DM-0002 | Lubricate the pump cooling fan damper linkage
WTR-PLWN05 | 153 | Lubricate the pump cooling fan damper linkage | Milliken Pumping Station | WTR-PMI | 8000000 | WTR-PMI-DM-0101D | Lubricate the pump cooling fan damper linkage
WTR-PLWN05 | 153 | Lubricate the pump cooling fan damper linkage | Milliken Pumping Station | WTR-PMI | 3000000 | WTR-PMI-DM-0003 | Lubricate the pump cooling fan damper linkage
WTR-PLWN05 | 153 | Lubricate the pump cooling fan damper linkage | Milliken Pumping Station | WTR-PMI | 9000000 | WTR-PMI-DM-0102A | Lubricate the pump cooling fan damper linkage
WTR-PLWN05 | 153 | Lubricate the pump cooling fan damper linkage | Milliken Pumping Station | WTR-PMI | 4000000 | WTR-PMI-DM-0004 | Lubricate the pump cooling fan damper linkage
WTR-PLWN05 | 153 | Lubricate the pump cooling fan damper linkage | Milliken Pumping Station | WTR-PMI | 10000000 | WTR-PMI-DM-0102B | Lubricate the pump cooling fan damper linkage
WTR-PLWN05 | 153 | Lubricate the pump cooling fan damper linkage | Milliken Pumping Station | WTR-PMI | 5000000 | WTR-PMI-DM-0101A | Lubricate the pump cooling fan damper linkage
WTR-PLWN05 | 153 | Lubricate the pump cooling fan damper linkage | Milliken Pumping Station | WTR-PMI | 12000000 | WTR-PMI-DM-0102D | Lubricate the pump cooling fan damper linkage
WTR-PLWN05 | 153 | Lubricate the pump cooling fan damper linkage | Milliken Pumping Station | WTR-PMI | 7000000 | WTR-PMI-DM-0101C | Lubricate the pump cooling fan damper linkage
WTR-PLWN05 | 153 | Lubricate the pump cooling fan damper linkage | Milliken Pumping Station | WTR-PMI | 16000000 | WTR-PMI-DM-0201 | Lubricate the pump cooling fan damper linkage
WTR-PLWN05 | 153 | Lubricate the pump cooling fan damper linkage | Milliken Pumping Station | WTR-PMI | 11000000 | WTR-PMI-DM-0102C | Lubricate the pump cooling fan damper linkage
WTR-PLWN05 | 153 | Lubricate the pump cooling fan damper linkage | Milliken Pumping Station | WTR-PMI | 17000000 | WTR-PMI-DM-0401 | Lubricate the pump cooling fan damper linkage
WTR-PLWN05 | 153 | Lubricate the pump cooling fan damper linkage | Milliken Pumping Station | WTR-PMI | 13000000 | WTR-PMI-DM-0103 | Lubricate the pump cooling fan damper linkage
WTR-PLWN05 | 153 | Lubricate the pump cooling fan damper linkage | Milliken Pumping Station | WTR-PMI | 18000000 | WTR-PMI-DM-0402 | Lubricate the pump cooling fan damper linkage
WTR-PLWN05 | 153 | Lubricate the pump cooling fan damper linkage | Milliken Pumping Station | WTR-PMI | 14000000 | WTR-PMI-DM-0104 | Lubricate the pump cooling fan damper linkage
WTR-PLWN05 | 153 | Lubricate the pump cooling fan damper linkage | Milliken Pumping Station | WTR-PMI | 19000000 | WTR-PMI-DM-0501 | Lubricate the pump cooling fan damper linkage
WTR-PLWN05 | 153 | Lubricate the pump cooling fan damper linkage | Milliken Pumping Station | WTR-PMI | 15000000 | WTR-PMI-DM-0105 | Lubricate the pump cooling fan damper linkage
WTR-PLWN05 | 153 | Lubricate the pump cooling fan damper linkage | Milliken Pumping Station | WTR-PMI | 22000000 | WTR-PMI-DM-1101 | Lubricate the pump cooling fan damper linkage
WTR-PLWN05 | 153 | Lubricate the pump cooling fan damper linkage | Milliken Pumping Station | WTR-PMI | 20000000 | WTR-PMI-DM-0601 | Lubricate the pump cooling fan damper linkage
WTR-PLWN05 | 153 | Lubricate the pump cooling fan damper linkage | Milliken Pumping Station | WTR-PMI | 24000000 | WTR-PMI-DM-1201B | Lubricate the pump cooling fan damper linkage
WTR-PLWN05 | 153 | Lubricate the pump cooling fan damper linkage | Milliken Pumping Station | WTR-PMI | 21000000 | WTR-PMI-DM-0701 | Lubricate the pump cooling fan damper linkage
WTR-PLWN05 | 153 | Lubricate the pump cooling fan damper linkage | Milliken Pumping Station | WTR-PMI | 25000000 | WTR-PMI-DM-1201C | Lubricate the pump cooling fan damper linkage
WTR-PLWN05 | 153 | Lubricate the pump cooling fan damper linkage | Milliken Pumping Station | WTR-PMI | 23000000 | WTR-PMI-DM-1201A | Lubricate the pump cooling fan damper linkage
WTR-PLWN05 | 153 | Lubricate the pump cooling fan damper linkage | Milliken Pumping Station | WTR-PMI | 28000000 | WTR-PMI-DM-1202B | Lubricate the pump cooling fan damper linkage
WTR-PLWN05 | 153 | Lubricate the pump cooling fan damper linkage | Milliken Pumping Station | WTR-PMI | 26000000 | WTR-PMI-DM-1201D | Lubricate the pump cooling fan damper linkage
WTR-PLWN05 | 153 | Lubricate the pump cooling fan damper linkage | Milliken Pumping Station | WTR-PMI | 29000000 | WTR-PMI-DM-1202C | Lubricate the pump cooling fan damper linkage
WTR-PLWN05 | 153 | Lubricate the pump cooling fan damper linkage | Milliken Pumping Station | WTR-PMI | 27000000 | WTR-PMI-DM-1202A | Lubricate the pump cooling fan damper linkage
WTR-PLWN05 | 153 | Lubricate the pump cooling fan damper linkage | Milliken Pumping Station | WTR-PMI | 30000000 | WTR-PMI-DM-1202D | Lubricate the pump cooling fan damper linkage
WTR-PLWN05 | 153 | Lubricate the pump cooling fan damper linkage | Milliken Pumping Station | WTR-PMI | 36000000 | WTR-PMI-DM-1301 | Lubricate the pump cooling fan damper linkage
WTR-PLWN05 | 153 | Lubricate the pump cooling fan damper linkage | Milliken Pumping Station | WTR-PMI | 31000000 | WTR-PMI-DM-1202E | Lubricate the pump cooling fan damper linkage
WTR-PLWN05 | 153 | Lubricate the pump cooling fan damper linkage | Milliken Pumping Station | WTR-PMI | 37000000 | WTR-PMI-DM-1401A | Lubricate the pump cooling fan damper linkage
WTR-PLWN05 | 153 | Lubricate the pump cooling fan damper linkage | Milliken Pumping Station | WTR-PMI | 32000000 | WTR-PMI-DM-1202F | Lubricate the pump cooling fan damper linkage
WTR-PLWN05 | 153 | Lubricate the pump cooling fan damper linkage | Milliken Pumping Station | WTR-PMI | 39000000 | WTR-PMI-DM-1401C | Lubricate the pump cooling fan damper linkage
WTR-PLWN05 | 153 | Lubricate the pump cooling fan damper linkage | Milliken Pumping Station | WTR-PMI | 33000000 | WTR-PMI-DM-1202G | Lubricate the pump cooling fan damper linkage
WTR-PLWN05 | 153 | Lubricate the pump cooling fan damper linkage | Milliken Pumping Station | WTR-PMI | 41000000 | WTR-PMI-DM-1402A | Lubricate the pump cooling fan damper linkage
WTR-PLWN05 | 153 | Lubricate the pump cooling fan damper linkage | Milliken Pumping Station | WTR-PMI | 34000000 | WTR-PMI-DM-1202H | Lubricate the pump cooling fan damper linkage
WTR-PLWN05 | 153 | Lubricate the pump cooling fan damper linkage | Milliken Pumping Station | WTR-PMI | 44000000 | WTR-PMI-DM-1402D | Lubricate the pump cooling fan damper linkage
WTR-PLWN05 | 153 | Lubricate the pump cooling fan damper linkage | Milliken Pumping Station | WTR-PMI | 35000000 | WTR-PMI-DM-1203 | Lubricate the pump cooling fan damper linkage
WTR-PLWN05 | 153 | Lubricate the pump cooling fan damper linkage | Milliken Pumping Station | WTR-PMI | 45000000 | WTR-PMI-DM-1402E | Lubricate the pump cooling fan damper linkage
WTR-PLWN05 | 153 | Lubricate the pump cooling fan damper linkage | Milliken Pumping Station | WTR-PMI | 38000000 | WTR-PMI-DM-1401B | Lubricate the pump cooling fan damper linkage
WTR-PLWN05 | 153 | Lubricate the pump cooling fan damper linkage | Milliken Pumping Station | WTR-PMI | 48000000 | WTR-PMI-DM-1402H | Lubricate the pump cooling fan damper linkage
WTR-PLWN05 | 153 | Lubricate the pump cooling fan damper linkage | Milliken Pumping Station | WTR-PMI | 40000000 | WTR-PMI-DM-1401D | Lubricate the pump cooling fan damper linkage
WTR-PLWN05 | 153 | Lubricate the pump cooling fan damper linkage | Milliken Pumping Station | WTR-PMI | 49000000 | WTR-PMI-DM-1403 | Lubricate the pump cooling fan damper linkage
WTR-PLWN05 | 153 | Lubricate the pump cooling fan damper linkage | Milliken Pumping Station | WTR-PMI | 42000000 | WTR-PMI-DM-1402B | Lubricate the pump cooling fan damper linkage
WTR-PLWN05 | 153 | Lubricate the pump cooling fan damper linkage | Milliken Pumping Station | WTR-PMI | 51000000 | WTR-RMI-DM-1901 | Lubricate the pump cooling fan damper linkage
WTR-PLWN05 | 153 | Lubricate the pump cooling fan damper linkage | Milliken Pumping Station | WTR-PMI | 43000000 | WTR-PMI-DM-1402C | Lubricate the pump cooling fan damper linkage
WTR-PLWN05 | 153 | Lubricate the pump cooling fan damper linkage | Milliken Pumping Station | WTR-PMI | 52000000 | WTR-RMI-DM-2001 | Lubricate the pump cooling fan damper linkage
WTR-PLWN05 | 153 | Lubricate the pump cooling fan damper linkage | Milliken Pumping Station | WTR-PMI | 46000000 | WTR-PMI-DM-1402F | Lubricate the pump cooling fan damper linkage
WTR-PLWN05 | 153 | Lubricate the pump cooling fan damper linkage | Milliken Pumping Station | WTR-PMI | 53000000 | WTR-RMI-DM-2201 | Lubricate the pump cooling fan damper linkage
WTR-PLWN05 | 153 | Lubricate the pump cooling fan damper linkage | Milliken Pumping Station | WTR-PMI | 47000000 | WTR-PMI-DM-1402G | Lubricate the pump cooling fan damper linkage
WTR-PLWN05 | 153 | Lubricate the pump cooling fan damper linkage | Milliken Pumping Station | WTR-PMI | 50000000 | WTR-PMI-DM-1501 | Lubricate the pump cooling fan damper linkage
WTR-SES-01 | 1 | Turbidimeter 3-Month Verification PM | Analyzers, Air Monitors & Calibration Equipment - EWA | WTR-EAST-ANL | 1000000 | WTR-PSC-METR-22583 | Test and Verify Portable Turbidimeter
WTR-SES-01 | 1 | Turbidimeter 3-Month Verification PM | Analyzers, Air Monitors & Calibration Equipment - EWA | WTR-EAST-ANL | 2000000 | WTR-PSC-METR-85216 | Test and Verify Portable Turbidimeter
WTR-SES-01 | 1 | Turbidimeter 3-Month Verification PM | Analyzers, Air Monitors & Calibration Equipment - EWA | WTR-EAST-ANL | 3000000 | WTR-PSC-METR-91009 | Test and Verify Portable Turbidimeter
WTR-SES-01 | 1 | Turbidimeter 3-Month Verification PM | Analyzers, Air Monitors & Calibration Equipment - LWA | WTR-LWA-ANL | 1000000 | WTR-PHL-METR-00175 | Test and Verify Portable Turbidimeter
WTR-SES-01 | 1 | Turbidimeter 3-Month Verification PM | Analyzers, Air Monitors & Calibration Equipment - LWA | WTR-LWA-ANL | 3000000 | WTR-PHL-METR-79923 | Test and Verify Portable Turbidimeter
WTR-SES-01 | 1 | Turbidimeter 3-Month Verification PM | Analyzers, Air Monitors & Calibration Equipment - LWA | WTR-LWA-ANL | 2000000 | WTR-PHL-METR-23100 | Test and Verify Portable Turbidimeter
WTR-SES-01 | 1 | Turbidimeter 3-Month Verification PM | Analyzers, Air Monitors & Calibration Equipment - WWA | WTR-WEST-ANL | 2000000 | WTR-PLW-METR-69253 | Test and Verify Portable Turbidimeter
WTR-SES-01 | 1 | Turbidimeter 3-Month Verification PM | Analyzers, Air Monitors & Calibration Equipment - WWA | WTR-WEST-ANL | 3000000 | WTR-PLW-METR-69043 | Test and Verify Portable Turbidimeter
WTR-SES-01 | 1 | Turbidimeter 3-Month Verification PM | Analyzers, Air Monitors & Calibration Equipment - WWA | WTR-WEST-ANL | 1000000 | WTR-PLW-METR-22429 | Test and Verify Portable Turbidimeter
WTR-SES-01 | 5 | Fall Arrest Equipment Inspection PM | Safety & Lifting Devices | WTR-CENTRAL-SES | 1000000 | WTR-PHL-HRN-0001 | Inspect personal safety harness by 3rd party contractor
WTR-SES-01 | 5 | Fall Arrest Equipment Inspection PM | Safety & Lifting Devices | WTR-CENTRAL-SES | 2000000 | WTR-PHL-HRN-0002 | Inspect personal safety harness by 3rd party contractor
WTR-SES-01 | 5 | Fall Arrest Equipment Inspection PM | Safety & Lifting Devices | WTR-CENTRAL-SES | 3000000 | WTR-PHL-HRN-0003 | Inspect personal safety harness by 3rd party contractor
WTR-SES-01 | 5 | Fall Arrest Equipment Inspection PM | Safety & Lifting Devices | WTR-CENTRAL-SES | 4000000 | WTR-PHL-HRN-0004 | Inspect personal safety harness by 3rd party contractor
WTR-SES-01 | 5 | Fall Arrest Equipment Inspection PM | Safety & Lifting Devices | WTR-EAST-SES | 3000000 | WTR-PSC-HRN-0003 | Inspect personal safety harness by 3rd party contractor
WTR-SES-01 | 5 | Fall Arrest Equipment Inspection PM | Safety & Lifting Devices | WTR-EAST-SES | 4000000 | WTR-PSC-HRN-0004 | Inspect personal safety harness by 3rd party contractor
WTR-SES-01 | 5 | Fall Arrest Equipment Inspection PM | Safety & Lifting Devices | WTR-EAST-SES | 7000000 | WTR-PSC-HRN-0007 | Inspect personal safety harness by 3rd party contractor
WTR-SES-01 | 5 | Fall Arrest Equipment Inspection PM | Safety & Lifting Devices | WTR-EAST-SES | 8000000 | WTR-PSC-HRN-0008 | Inspect personal safety harness by 3rd party contractor
WTR-SES-01 | 5 | Fall Arrest Equipment Inspection PM | Safety & Lifting Devices | WTR-EAST-SES | 11000000 | WTR-PSC-HRN-0011 | Inspect personal safety harness by 3rd party contractor
WTR-SES-01 | 5 | Fall Arrest Equipment Inspection PM | Safety & Lifting Devices | WTR-EAST-SES | 1000000 | WTR-PSC-HRN-0001 | Inspect personal safety harness by 3rd party contractor
WTR-SES-01 | 5 | Fall Arrest Equipment Inspection PM | Safety & Lifting Devices | WTR-EAST-SES | 2000000 | WTR-PSC-HRN-0002 | Inspect personal safety harness by 3rd party contractor
WTR-SES-01 | 5 | Fall Arrest Equipment Inspection PM | Safety & Lifting Devices | WTR-EAST-SES | 5000000 | WTR-PSC-HRN-0005 | Inspect personal safety harness by 3rd party contractor
WTR-SES-01 | 5 | Fall Arrest Equipment Inspection PM | Safety & Lifting Devices | WTR-EAST-SES | 6000000 | WTR-PSC-HRN-0006 | Inspect personal safety harness by 3rd party contractor
WTR-SES-01 | 5 | Fall Arrest Equipment Inspection PM | Safety & Lifting Devices | WTR-EAST-SES | 9000000 | WTR-PSC-HRN-0009 | Inspect personal safety harness by 3rd party contractor
WTR-SES-01 | 5 | Fall Arrest Equipment Inspection PM | Safety & Lifting Devices | WTR-EAST-SES | 10000000 | WTR-PSC-HRN-0010 | Inspect personal safety harness by 3rd party contractor
WTR-SES-01 | 5 | Fall Arrest Equipment Inspection PM | Safety & Lifting Devices | WTR-WEST-SES | 1000000 | WTR-PLW-HRN-0001 | Inspect personal safety harness by 3rd party contractor
WTR-SES-01 | 5 | Fall Arrest Equipment Inspection PM | Safety & Lifting Devices | WTR-WEST-SES | 2000000 | WTR-PLW-HRN-0002 | Inspect personal safety harness by 3rd party contractor
WTR-SES-01 | 5 | Fall Arrest Equipment Inspection PM | Safety & Lifting Devices | WTR-WEST-SES | 5000000 | WTR-PLW-HRN-0005 | Inspect personal safety harness by 3rd party contractor
WTR-SES-01 | 5 | Fall Arrest Equipment Inspection PM | Safety & Lifting Devices | WTR-WEST-SES | 6000000 | WTR-PLW-HRN-0006 | Inspect personal safety harness by 3rd party contractor
WTR-SES-01 | 5 | Fall Arrest Equipment Inspection PM | Safety & Lifting Devices | WTR-WEST-SES | 9000000 | WTR-PLW-HRN-0009 | Inspect personal safety harness by 3rd party contractor
WTR-SES-01 | 5 | Fall Arrest Equipment Inspection PM | Safety & Lifting Devices | WTR-WEST-SES | 10000000 | WTR-PLW-HRN-0010 | Inspect personal safety harness by 3rd party contractor
WTR-SES-01 | 5 | Fall Arrest Equipment Inspection PM | Safety & Lifting Devices | WTR-WEST-SES | 3000000 | WTR-PLW-HRN-0003 | Inspect personal safety harness by 3rd party contractor
WTR-SES-01 | 5 | Fall Arrest Equipment Inspection PM | Safety & Lifting Devices | WTR-WEST-SES | 4000000 | WTR-PLW-HRN-0004 | Inspect personal safety harness by 3rd party contractor
WTR-SES-01 | 5 | Fall Arrest Equipment Inspection PM | Safety & Lifting Devices | WTR-WEST-SES | 7000000 | WTR-PLW-HRN-0007 | Inspect personal safety harness by 3rd party contractor
WTR-SES-01 | 5 | Fall Arrest Equipment Inspection PM | Safety & Lifting Devices | WTR-WEST-SES | 8000000 | WTR-PLW-HRN-0008 | Inspect personal safety harness by 3rd party contractor
WTR-SES-01 | 5 | Fall Arrest Equipment Inspection PM | Safety & Lifting Devices | WTR-WEST-SES | 11000000 | WTR-PLW-HRN-0011 | Inspect personal safety harness by 3rd party contractor
WTR-SES-01 | 5 | Fall Arrest Equipment Inspection PM | Safety & Lifting Devices | WTR-WEST-SES | 12000000 | WTR-PLW-HRN-0012 | Inspect personal safety harness by 3rd party contractor